## Index
Maharashtra State Power Generation Company Ltd.
MYT Petition Formats for Bhusawal Units 4&5
Sr. No. | Title | Reference
1 | Aggregate Revenue Requirement - Summary Sheet | Form 1
2 | Summary of Tariff Proposal | Form 1.1
3 | Operational Parameters-Thermal Generation | Form 2.1
4 | Energy Charges for Thermal Generation | Form 2.2
5 | Fuel Cost Details for Thermal Generation | Form 2.3
6 | Interest on Working Capital - Thermal Generation | Form 2.4
7 | Operational Parameters - Hydel Generation | Form 2.5
8 | Energy Charge Rate for Hydel Generation | Form 2.6
9 | Interest on Working Capital - Hydel Generation | Form 2.7
10 | Planned & Forced Outages | Form 2.8
11 | Summary of Operations and Maintenance Expenses | Form 3
12 | Operation and Maintenance Expenses - Normative | Form 3.1
13 | Employee Expenses | Form 3.2
14 | Administration & General Expenses | Form 3.3
15 | Repair & Maintenance Expenses | Form 3.4
16 | Summary of Capital Expenditure and Capitalisation | Form 4
17 | Capital Expenditure Plan | Form 4.1
18 | Capitalisation Plan | Form 4.2
19 | Capital Work in Progress | Form 4.3
20 | Total Assets & Depreciation | Form 5
21 | Assets & Depreciation - Existing Schemes (CoD on or before the March 31, 2025 or Assets in-principally approved before the notification of MERC MYT Regulations 2024) | Form 5.1 (E)
22 | Assets & Depreciation - New Schemes (not covered under Existing Assets) | Form 5.2 (N)
23 | Interest Expenses | Form 6
24 | Return on Regulatory Equity | Form 7
25 | Sales Forecast | Form 8
26 | Revenue from Sale of Electricity | Form 9
27 | Reconciliation of Revenue claimed for true up and as per the Audited Accounts | Form 9.1
28 | Expected Revenue at Existing Tariff | Form 9.2
29 | Expected Revenue at Proposed Tariff | Form 9.3
30 | Other Expenses | Form 10
31 | Non-Tariff Income | Form 11
32 | Income Tax | Form 12
33 | Truing-Up Summary | Form 13
Capital Cost Approval*
34 | Project Schedule | Form 14.1
35 | Abstract of Capital Cost | Form 14.2
36 | Breakup of Capital Cost | Form 14.3
37 | Breakup of Construction/Supply/Services/Packages | Form 14.4
38 | Financial Package | Form 14.5
39 | Details of Loans | Form 14.6
40 | Details of Additional Capitalisation after COD | Form 14.7
41 | Financing of Additional Capitalisation | Form 14.8
42 | Drawdown Schedule and Computation of IDC and Financing Charges | Form 14.9
43 | Depreciation Schedule before 31 March 2025 | Form 15.1
44 | Depreciation Schedule after 1 April 2025 | Form 15.2
45 | Fuel Utilisation Plan | Form 16
46 | Payment Efficiency | Form 17
47 | Special Allowance | Form 18
48 | Incentive | Form 19
Note: * Applicable only for new Generation Project for which Provisional/Final tariff approval is being sought

## AFC Reduction and AEC loss
Working of AFC Reduction:
Particulars | UoM | FY 22-23 | FY 23-24 | FY 24-25
Target Availability | % | 85% | 85% | 85%
Actual Availability | % | 76.35% | 81.13% | 75.03%
Total AFC | Rs. Crore | 1058.4026 | 1110.8632 | 1092.9773
Less: water charges | Rs. Crore | 9.1935 | 20.1114 | 20.1114
Total AFC claim minus water charges | Rs. Crore | 1049.2091 | 1090.7519 | 1072.8659
AFC Reduction | Rs. Crore | 106.3497 | 49.2199 | 61.9473
Reduced AFC | Rs. Crore | 942.8594 | 1041.532 | 1010.9186
Reduced AFC plus water charges | Rs. Crore | 952.0529 | 1061.6434 | 1031.03
Actual availability
HDS - Peak hours | % | 81.35% | 79.59% | 83.3%
HDS- Off-peak hours | % | 81.37% | 77.73% | 82.69%
LDS- Peak hours | % | 75.53% | 82.61% | 80.26%
LDS- Off-peak hours | % | 74.52% | 82.08% | 78.92%
Ceiling AFC for recovery
High Demand-Peak | Rs. Crore | 52.4605 | 54.5376 | 53.6433
High Demand-Off Peak | Rs. Crore | 209.8418 | 218.1504 | 214.5732
Low Demand-Peak | Rs. Crore | 157.3814 | 163.6128 | 160.9299
Low Demand-Off Peak | Rs. Crore | 629.5254 | 654.4511 | 643.7196
AFC recoverable without adjustment as per Regulation 50.4
High Demand-Peak | Rs. Crore | 50.2102 | 51.0645 | 52.5689
High Demand-Off Peak | Rs. Crore | 200.8729 | 199.4921 | 208.7393
Low Demand-Peak | Rs. Crore | 139.8454 | 159.0143 | 151.9547
Low Demand-Off Peak | Rs. Crore | 551.9309 | 631.9611 | 597.6557
Shortfall in recovery during off peak hours
High Demand-Peak | Rs. Crore
High Demand-Off Peak | Rs. Crore | -8.9689 | -18.6583 | -5.8339
Low Demand-Peak | Rs. Crore
Low Demand-Off Peak | Rs. Crore | -77.5946 | -22.49 | -46.0638
Notional overrecovery in peak hours (Rs. Crore)
High Demand-Peak | Rs. Crore | 0 | 0 | 0
High Demand-Off Peak | Rs. Crore
Low Demand-Peak | Rs. Crore | 0 | 0 | 0
Low Demand-Off Peak | Rs. Crore
Adjustment as per Regulation 50.4 (Rs. Crore)
High Demand-Peak | Rs. Crore
High Demand-Off Peak | Rs. Crore | 0 | 0 | 0 | Sharing of Auxiliary Energy Consumption (AEC)
Low Demand-Peak | Rs. Crore |  |  |  | FY | Actual Gross Generation (MU) | Normative AEC % | Actual AEC % | Lesser/ (Additional) energy sale (MU) | Rate of Energy Charge (Rs. kWh) | Revenue Loss due to higher AEC (Rs. Cr) | Sharing of Efficiency (Gain)/Loss
Low Demand-Off Peak | Rs. Crore | 0 | 0 | 0 | 2022-23 | 6119.49 | 6% | 6.361% | 22.0666 | 3.9017 | 8.6097 | 2.8699
[5 empty] | 2023-24 | 6559.195 | 6% | 6.812% | 53.2907 | 3.8166 | 20.3392 | 6.7797
AFC Reduction | Rs. Crore | 106.3497 | 49.2199 | 61.9473
Note on N45: Anil Patkare: Approved ECR

## F1
Maharashtra State Power Generation Company Ltd. | [11 empty] | Maharashtra State Power Generation Company Ltd.
MYT Petition Formats for Bhusawal Units 4&5 | [11 empty] | MYT Petition Formats for Bhusawal Units 4&5
Form 1: Aggregate Revenue Requirement - Summary Sheet | [11 empty] | Form 1: Aggregate Revenue Requirement - Summary Sheet
Sr. No. | Particulars | Reference | FY 2022-23 |  |  |  | FY 2023-24 |  |  |  | FY 2024-25 | [5 empty] | Ensuing Years |  |  |  |  | Remarks
|  |  | MTR Order* | To be approved | April-March (Audited ) | True-Up requirement | MTR Order* | To be approved | April-March (Audited ) | True-Up requirement | MTR Order* | To be approved | Apr-Sep (Actual) | Oct-Mar (Estimated) | April - March (Estimated) | Provisional True-Up requirement | FY 2025-26 | FY 2026-27 | FY 2027-28 | FY 2028-29 | FY 2029-30
|  |  | (a) | (b) | (c ) | (d) = (c) - (b) | (e) | (f) | (g) | (h) = (g) - (f) | (i) | (j) | (k) | (l) | (m) = (k)+(l) | (n) = (m) - (j) | Projected | Projected | Projected | Projected | Projected
1 | Fuel Related Expenses | Form 2.2 | 2291.4739 | 2244.3776 | 2861.4377 | 617.0601 | 2603.5827 | 2353.2059 | 2580.3349 | 227.129 | 2621.9951 | 2473.9362 | 1248.4104 | 1347.4778 | 2595.8882 | 121.952 | 3070.8332 | 3224.434 | 3385.6557 | 3554.9977 | 3732.7476
2 | Fuel Related Expenses - ECS | [15 empty] | 0 | 0 | 38.4804 | 43.9612 | 43.9612
3 | Operation & Maintenance Expenses | Form 3 | 217.8413 | 224.0378 | 267.6125 | 43.5748 | 225.6595 | 265.731 | 337.2069 | 71.4758 | 233.7021 | 274.8484 | 130.3158 | 170.895 | 301.2107 | 26.3623 | 316.005 | 332.7284 | 708.5323 | 736.0954 | 764.784
4 | O&M Charges - ECS |  |  |  |  | 0 |  |  |  | 0 | [5 empty] | 0 | 0 | 8.0545 | 16.8065 | 17.5342 | 18.2934
5 | Depreciation | Form 5 | 340.2383 | 342.9469 | 342.9469 | 0 | 340.9448 | 343.7333 | 343.7333 | 0 | 353.0163 | 343.9332 | 171.9666 | 171.9666 | 343.9332 | 0 | 344.2372 | 155.5668 | 164.0977 | 169.4457 | 176.1203
6 | HO Deprciation |  | 4.3886 | 0.93391 | 0.93391 | 0 | 4.3229 | 1.0414 | 1.0414 | 0 | 4.3229 | 1.0208 | 0.5104 | 0.5104 | 1.0208 | 0 | 1.0414 | 1.0414 | 1.0414 | 1.0414 | 1.0414
7 | Interest on Loan Capital | Form 6 | 197.9497 | 196.8445 | 196.8445 | 0 | 163.3994 | 164.0474 | 164.0474 | 0 | 145.072 | 131.1384 | 65.5692 | 65.5692 | 131.1384 | 0 | 98.8219 | 85.2505 | 83.1863 | 76.6065 | 70.2374
8 | Interest on Loan Capital - HO Assets |  |  | 0.062276 | 0.062276 |  |  | 0.062811 | 0.062811 |  |  | 0.057644 | 0.028822 | 0.028822 | 0.057644 |  | 0.040798 | 0.032201 | 0.029319 | 0.026031 | 0.023361
9 | Interest on Working Capital | Form 2.4 | 82.5691 | 81.3764 | 174.0821 | 92.7057 | 90.7907 | 115.6564 | 214.7084 | 99.052 | 91.7369 | 128.6699 | 64.335 | 64.335 | 128.6699 | 0 | 107.9299 | 110.158 | 123.6398 | 129.4896 | 135.2992
10 | Interest on Working Capital - ECS | [15 empty] | 0 | 0.47352 | 1.5025 | 1.5888 | 1.5954
11 | Other Expenses | Form 10 | 31.4548 | 35.12 | 35.12 | 0 | 31.4548 | 39.807 | 39.807 | 0 | 31.4548 | 31.1325 | 15.5662 | 15.5662 | 31.1325 | 0 | 39.807 | 39.807 | 39.807 | 39.807 | 39.807
12 | Income Tax | Form 12 |  | 0 | 0 | 0 |  | 0 | 0 | 0 |  | 0 | 0 | 0 | 0 | 0 | 0 | 0 | 0 | 0 | 0
13 | Total Revenue Expenditure |  | 3165.9157 | 3125.6992 | 3879.0399 | 753.3406 | 3460.1548 | 3283.2853 | 3680.9421 | 397.6568 | 3481.3001 | 3384.7371 | 1696.7024 | 1836.349 | 3533.0514 | 148.3143 | 3978.7165 | 3957.5463 | 4562.7788 | 4770.5934 | 4983.9102
14 | Add: Return on Equity Capital | Form 7 | 183.2334 | 183.5167 | 183.5167 | 0 | 183.7954 | 184.6804 | 184.6804 | 0 | 194.0721 | 186.0687 | 93.0343 | 93.0343 | 186.0687 | 0 | 207.9419 | 215.7572 | 225.0384 | 231.8574 | 239.2122
15 | Add: Return on Equity Capital - HO Assets |  |  | 0.033887 | 0.033887 |  |  | 0.0389 | 0.0389 |  |  | 0.0432 | 0.0216 | 0.0216 | 0.0432 |  | 0.040957 | 0.039798 | 0.0394 | 0.039046 | 0.039036
16 | Less: Non-Tariff Income | Form 11 | 18.9962 | 6.4696 | 6.4696 | 0 | 7.7822 | 3.9355 | 3.9355 | 0 | 7.7822 | 3.9355 | 1.9677 | 1.9677 | 3.9355 | 0 | 3.9355 | 3.9355 | 3.9355 | 3.9355 | 3.9355
17 | Aggregate Revenue Requirement |  | 3330.1528 | 3302.7802 | 4056.1208 | 753.3406 | 3636.168 | 3464.0692 | 3861.726 | 397.6568 | 3667.5901 | 3566.9135 | 1787.7906 | 1927.4372 | 3715.2278 | 148.3143 | 4182.7639 | 4169.4078 | 4783.9211 | 4998.5544 | 5219.226
Note: * - In case MTR Order is yet to be issued, then MYT Order values to be captured under this column
[5 empty] | 0 |  |  |  | 0

## F1.1
Maharashtra State Power Generation Company Ltd. | [8 empty] | Maharashtra State Power Generation Company Ltd.
MYT Petition Formats for Bhusawal Units 4&5 | [8 empty] | MYT Petition Formats for Bhusawal Units 4&5
Form 1.1: Summary of Tariff Proposal | [8 empty] | Form 1.1: Summary of Tariff Proposal
Sr. No. | Particulars | FY 2022-23 |  |  | FY 2023-24 |  |  | FY 2024-25 |  |  | Ensuing Years |  |  |  |  | Remarks
|  | MTR Order | To be approved | Actual | MTR Order | To be approved | Actual | MYT Order | To be approved | Provisional | FY 2025-26 | FY 2026-27 | FY 2027-28 | FY 2028-29 | FY 2029-30
[11 empty] | Projected | Projected | Projected | Projected | Projected
1 | Capacity (Fixed) Charges (Rs. Crore) | 1038.6789 | 1058.3687 | 1194.6492 | 1032.5853 | 1110.8243 | 1281.3522 | 1045.595 | 1092.9341 | 1119.2964 | 1111.8897 | 944.934 | 1359.7457 | 1399.5565 | 1442.4782
2 | Energy Charge Rate ex-bus (Rs./kWh) | 3.854 | 3.9017 | 4.9936 | 3.7096 | 3.8166 | 4.2215 | 3.7461 | 4.0044 | 4.2299 | 4.3876 | 4.607 | 4.8999 | 5.1449 | 5.4021
3 | Other Charges (Rs./kWh)
Note:
* As approved in MTR Order; in case MTR Order is not issued, then MYT Order values to be considered
To be submitted separately for each Unit/Station for which Tariff is to be determined separately

## F2.1
Maharashtra State Power Generation Company Ltd. | [11 empty] | Maharashtra State Power Generation Company Ltd.
MYT Petition Formats for Bhusawal Units 4&5 | [11 empty] | MYT Petition Formats for Bhusawal Units 4&5
Form 2.1: Operational Parameters for Thermal Generation | [11 empty] | Form 2.1: Operational Parameters for Thermal Generation
Sr. No. | Particulars | Units | FY 2022-23 |  |  |  | FY 2023-24 |  |  |  | FY 2024-25 | [5 empty] | Ensuing Years |  |  |  |  | Remarks
|  |  | MTR Order* | To be approved | April-March (Audited ) | True-Up requirement | MTR Order* | To be approved | April-March (Audited ) | True-Up requirement | MTR Order* | To be approved | Apr-Sep (Actual) | Oct-Mar (Estimated) | April - March (Estimated) | Provisional True-Up requirement | FY 2025-26 | FY 2026-27 | FY 2027-28 | FY 2028-29 | FY 2029-30
|  |  | (a) | (b) | (c ) | (d) = (c) - (b) | (e) | (f) | (g) | (h) = (g) - (f) | (i) | (j) | (k) | (l) | (m) = (k)+(l) | (n) = (m) - (j) | Projected | Projected | Projected | Projected | Projected
1 | Total Capacity | MW |  | 1000 | 1000 | 0 |  | 1000 | 1000 | 0 |  | 1000 | 1000 | 1000 | 1000 | 0
2 | Type of Thermal Generating Station (Pithead/Non-Pithead) |  |  | Coal Based | Coal Based | Coal Based |  | Coal Based | Coal Based | Coal Based |  | Coal Based | Coal Based | Coal Based | Coal Based | Coal Based | Coal Based | Coal Based | Coal Based | Coal Based | Coal Based
2 | Availability
2.1 | Target Availability for full recovery of AFC | % | 85% | 85% | 85% | 0% | 85% | 85% | 85% | 0% | 85% | 85% | 85% | 85% | 85% | 0% | 85% | 85% | 85% | 85% | 85%
2.2 | Actual/Estimated/Projected Availability | % |  | 76.35% | 76.35% | 0% |  | 81.13% | 81.13% | 0% |  | 75.03% | 75.71% | 83.42% | 75.03% | 0% | 85% | 85% | 85% | 85% | 85%
2.2.1 | In High Demand Season
| Peak Hours | % |  |  | 81.35% | 81.35% |  |  | 79.59% | 79.59% |  |  | 0% | 0% | 0% |  | 0% | 0% | 0% | 0% | 0%
| Off-Peak Hours | % |  |  | 81.37% | 81.37% |  |  | 77.73% | 77.73% |  |  | 0% | 0% | 0% |  | 0% | 0% | 0% | 0% | 0%
2.2.2 | In Low Demand Season
| Peak Hours | % |  |  | 75.53% | 75.53% |  |  | 82.61% | 82.61% |  |  | 0% | 0% | 0% |  | 0% | 0% | 0% | 0% | 0%
| Off-Peak Hours | % |  |  | 74.52% | 74.52% |  |  | 82.08% | 82.08% |  |  | 0% | 0% | 0% |  | 0% | 0% | 0% | 0% | 0%
3 | Plant Load Factor (PLF)
3.1 | Target PLF for Incentive | % | 85% | 85% | 85% | 0% | 85% | 85% | 85% | 0% | 85% | 85% | 85% | 85% | 85% | 0% | 85% | 85% | 85% | 85% | 85%
3.2 | Actual/Estimated/Projected PLF | % |  | 70.4% | 70.4% | 0% |  | 74.31% | 74.31% | 0% |  | 75.03% | 65.02% | 83.42% | 75.03% | 0% | 85% | 85% | 85% | 85% | 85%
3.3 | Scheduled PLF | % |  |  |  | 0% |  |  |  | 0% |  |  |  |  | 0%
4 | Gross Generation
4.1 | Actual/Estimated/Projected Gross Generation | MU | 6325.2096 | 6119.49 | 6119.49 | 0 | 7466.4 | 6559.195 | 6559.195 | 0 | 7446 | 6572.4355 | 2908.495 | 3663.9405 | 6572.4355 | 0 | 7445.5742 | 7445.717 | 7445.717 | 7445.8467 | 7445.8467
4.2 | Scheduled Gross Generation | MU |  | 0 |  | 0 |  | 0 |  | 0 |  | 0 | 0 | 0 | 0 | 0 | 0 | 0 | 0 | 0 | 0
5 | Auxiliary Consumption
5.1 | Normative Auxiliary Energy Consumption Base | % | 6% | 6% | 6% |  | 6% | 6% | 6% | 0% | 6% | 6% | 6% | 6% | 6% | 0% | 6% | 6% | 6% | 6% | 6%
5.2 | Normative Auxiliary Energy Consumption with FGD | % |  | 0% |  |  |  | 0% | 0% | 0% |  | 0% |  |  |  |  | 0% | 0% | 1% | 1% | 1%
| Normative Additional Aux: Selective Catalytic Reduction system | % |  | 0% |  |  |  | 0% | 0% |  |  | 0%
| Normative Additional Aux: Total | % | 6% | 6% | 6% |  | 6% | 6% | 6% |  | 6% | 6% | 6% | 6% | 6%
5.3 | Actual/Estimated/Projected Auxiliary Energy Consumption Base | % |  | 6% | 6.361% | 0.3606% |  | 6% | 6.812% | 0.8125% | 6% | 6% | 7.415% | 6% | 6.626% | 0.626% | 6% | 6% | 6% | 6% | 6%
5.4 | Actual/Estimated Auxiliary Energy Consumption with FGD | % |  | 0% | 0% | 0% |  | 0% | 0% | 0% | [6 empty] | 0% | 0% | 1% | 1% | 1%
| Actual/Estimated Additional Aux: Selective Catalytic Reduction system | % |  | 0% | 0% | 0% |  | 0% | 0% | 0%
| Actual/Estimated Additional Aux: Total |  |  | 6% | 6.361% | 0.3606% |  | 6% | 6.812% | 0.8125%
5.5 | Actual/Estimated/Projected/Normative Auxiliary Energy Consumption Base | MU | 379.5126 | 367.1694 | 389.236 | 22.0666 | 447.984 | 393.5517 | 446.8424 | 53.2907 | 446.76 | 394.3461 | 215.6516 | 219.8364 | 435.4881 | 41.1419 | 446.7345 | 446.743 | 446.743 | 446.7508 | 446.7508
| Actual/Estimated/Normative Auxiliary Energy Consumption with FGD | MU |  | 0 | 0 | 0 |  | 0 | 0 | 0 |  | 0 | 0 | 0 | 0 | 0 | 0 | 0 | 74.4572 | 74.4585 | 74.4585
| Actual/Estimated/Normative Additional Aux: Selective Catalytic Reduction system | MU |  | 0 | 0 | 0 |  | 0 | 0 | 0 |  | 0 | 0 | 0 | 0 | 0 | 0 | 0 | 0 | 0 | 0
5.6 | Actual/Estimated/Normative Additional Aux: Total | MU | 379.5126 | 367.1694 | 389.236 | 22.0666 | 447.984 | 393.5517 | 446.8424 | 53.2907 | 446.76 | 394.3461 | 215.6516 | 219.8364 | 435.4881 | 41.1419 | 446.7345 | 446.743 | 521.2002 | 521.2093 | 521.2093
6 | Net Generation
6.1 | Actual/Estimated/Projected Net Generation | MU | 5945.697 | 5752.3206 | 5730.254 | -22.0666 | 7018.416 | 6165.6433 | 6112.3526 | -53.2907 | 6999.24 | 6178.0893 | 2692.8434 | 3444.104 | 6136.9474 | -41.1419 | 6998.8398 | 6998.9739 | 6924.5168 | 6924.6374 | 6924.6374
6.2 | Scheduled Net Generation | MU |  | 7446 |  |  |  | 7466.4 | [6 empty] | 0 | 0
7 | Gross Station Heat Rate
7.1 | Normative Gross Station Heat Rate | kcal/kWh | 2375 | 2375 |  |  | 2375 | 2375 |  |  | 2375 | 2375 |  |  | 0 | -2375 | 0 | 0 | 0 | 0 | 0
7.2 | Actual/Projected Gross Station Heat Rate | kcal/kWh |  |  | 2417.1042 | 42.1042 |  |  | 2464.4902 | 89.4902 |  |  | 2510.0836 | 2419.8446 | 2459.778 | 2459.778 | 2375 | 2375 | 2375 | 2375 | 2375
8 | Secondary Fuel Oil Consumption
8.1 | Normative Secondary Fuel Oil Consumption | ml/kWh | 0.5 | 0.5 |  |  | 0.5 | 0.5 | 0 | -0.5 | 0.5 | 0.5 | 0 | 0 | 0 | -0.5 | 0 | 0 | 0 | 0 | 0
8.2 | Actual/Projected Secondary Fuel Oil Consumption | ml/kWh |  |  | 2.0274 | 1.5274 |  | 0.5 | 0.98065 | 0.48065 |  | 0.5 | 0.75314 | 0.5 | 0.62657 | 0.12657 | 0.5 | 0.5 | 0.5 | 0.5 | 0.5
9 | Transit Loss
9.1 | Normative Transit Loss | % | 0.8% | 0.8% |  |  | 0.8% | 0.8% |  |  |  | 0.8% |  |  |  |  | 0% | 0% | 0% | 0% | 0%
9.2 | Actual/Projected Transit Loss | % |  |  | 0.8% | 0% |  |  | 0.992% | 0.192% |  |  | 1.016% | 0.8% | 0.9078% | 0.1078% | 0.8% | 0.8% | 0.8% | 0.8% | 0.8%

## F2.2
Maharashtra State Power Generation Company Ltd. | [11 empty] | Maharashtra State Power Generation Company Ltd.
MYT Petition Formats for Bhusawal Units 4&5 | [11 empty] | MYT Petition Formats for Bhusawal Units 4&5
Form 2.2: Energy Charges for Thermal Generation | [11 empty] | Form 2.2: Energy Charges for Thermal Generation
Sr. No. | Particulars | Units | FY 2022-23 |  |  |  | FY 2023-24 |  |  |  | FY 2024-25 | [5 empty] | Ensuing Years |  |  |  |  | Remarks
|  |  | MTR Order* | To be approved | April-March (Audited ) | True-Up requirement | MTR Order* | To be approved | April-March (Audited ) | True-Up requirement | MTR Order* | To be approved | Apr-Sep (Actual) | Oct-Mar (Estimated) | April - March (Estimated) | Provisional True-Up requirement | FY 2025-26 | FY 2026-27 | FY 2027-28 | FY 2028-29 | FY 2029-30
|  |  | (a) | (b) | (c ) | (d) = (c) - (b) | (e) | (f) | (g) | (h) = (g) - (f) | (i) | (j) | (k) | (l) | (m) = (k)+(l) | (n) = (m) - (j) | Projected | Projected | Projected | Projected | Projected
1 | Operational Parameters
1.1 | Total Capacity | MW | 1000 | 1000 | 1000 | 0 | 210 | 1000 | 1000 | 0 | 210 | 1000 | 1000 | 1000 | 1000 | 0 | 1000 | 1000 | 1000 | 1000 | 1000
1.2 | Target Availability for full recovery of AFC | % | 85% | 85% | 85% | 0% | 85% | 85% | 85% | 0% | 85% | 85% | 85% | 85% | 85% | 0% | 85% | 85% | 85% | 85% | 85%
1.3 | Actual/Estimated/Projected Availability | % |  | 76.35% | 76.35% | 0% |  | 81.13% | 81.13% | 0% |  | 75.03% | 75.71% | 83.42% | 75.03% | 0% | 85% | 85% | 85% | 85% | 85%
1.3.1 | In High Demand Season
| Peak Hours | % |  | 81.35% | 81.35% | 0% |  |  | 79.59% | 79.59% |  |  |  |  | 0%
| Off-Peak Hours | % |  | 81.37% | 81.37% | 0% |  |  | 77.73% | 77.73% |  |  |  |  | 0%
1.3.2 | In Low Demand Season
| Peak Hours | % |  | 75.53% | 75.53% | 0% |  |  | 82.61% | 82.61% |  |  |  |  | 0%
| Off-Peak Hours | % |  | 74.52% | 74.52% | 0% |  |  | 82.08% | 82.08% |  |  |  |  | 0%
1.4 | Target PLF for Incentive | % | 85% | 85% | 85% | 0% | 85% | 85% | 85% | 0% | 85% | 85% | 85% | 85% | 85% | 0% | 85% | 85% | 85% | 85% | 85%
1.5 | Actual/Estimated/Projected PLF | % |  | 70.4% | 70.4% | 0% |  | 74.31% | 74.31% | 0% |  | 75.03% | 65.02% | 83.42% | 75.03% | 0% | 85% | 85% | 85% | 85% | 85%
1.6 | Scheduled PLF | % |  |  |  | 0% | 85% |  |  | 0% | [5 empty] | 0%
1.7 | Actual/Estimated/Projected Gross Generation | MU | 6325.2096 | 6119.49 | 6119.49 | 0 | 7466.4 | 6559.195 | 6559.195 | 0 | 7446 | 6572.4355 | 2908.495 | 3663.9405 | 6572.4355 | 0 | 7445.5742 | 7445.717 | 7445.717 | 7445.8467 | 7445.8467
1.8 | Scheduled Gross Generation | MU |  | 7446 |  |  |  | 7466.4 |  |  |  | 0 | 0 | 0 | 0 | 0
1.9 | Normative Auxiliary Energy Consumption (Base) | % | 6% | 6% |  |  | 6% | 6% |  |  | 6% | 6% |  |  |  |  | 6% | 6% | 6% | 6% | 6%
1.1 | Normative Auxiliary Energy Consumption with FGD | % | 0% | 0% |  |  | 0% | 0% |  |  | 0% | 0% |  |  |  |  | 0% | 0% | 1% | 1% | 1%
1.11 | Normative Additional Aux: Selective Catalytic Reduction system | % | 0% | 0% |  |  | 0% | 0% |  |  | 0% | 0% |  |  |  |  | 0% | 0% | 0.2% | 0.2% | 0.2%
1.12 | Normative Aux COnsumption: Total | % | 6% | 6% |  |  | 6% | 6% |  |  | 6% | 6% |  |  |  |  | 6% | 6% | 7.2% | 7.2% | 7.2%
1.11 | Actual/Estimated/Projected Auxiliary Energy Consumption - Base | % |  |  | 6.361% | 6.361% |  |  | 6.812% | 6.812% |  |  | 7.415% | 6% | 6.626% | 6.626% | 6% | 6% | 6% | 6% | 6%
1.12 | Actual/Estimated/Projected Auxiliary Energy Consumption with FGD | % |  |  |  | 0% |  |  |  | 0% |  |  |  |  | 0% | 0% | 0% | 0% | 1% | 1% | 1%
| Actual/Estimated/Projected: Selective Catalytic Reduction system | % |  |  |  | 0% |  |  |  | 0% |  |  |  |  | 0% | 0% | 0% | 0% | 0.2% | 0.2% | 0.2%
| Actual/Projected Auxiliary Energy Consumption - Total | % |  |  | 6.361% | 6.361% |  |  | 6.812% | 6.812% |  |  | 7.415% | 6% | 6.626% | 6.626% | 6% | 6% | 7.2% | 7.2% | 7.2%
| Actual/Estimated/Projected Auxiliary Energy Consumption - Base | MU | 379.5126 | 367.1694 | 389.236 | 22.0666 | 447.984 | 393.5517 | 446.8424 | 53.2907 | 446.76 | 394.3461 | 215.6516 | 219.8364 | 435.4881 | 41.1419 | 446.7345 | 446.743 | 446.743 | 446.7508 | 446.7508
1.14 | Actual/Normative/Projected Auxiliary Energy Consumption with FGD | MU | 0 | 0 | 0 | 0 | 0 | 0 | 0 | 0 | 0 | 0 | 0 | 0 | 0 | 0 | 0 | 0 | 74.4572 | 74.4585 | 74.4585
| Actual/Estimated/Projected: Selective Catalytic Reduction system | MU | 0 | 0 | 0 | 0 | 0 | 0 | 0 | 0 | 0 | 0 | 0 | 0 | 0 | 0 | 0 | 0 | 14.8914 | 14.8917 | 14.8917
1.13 | Actual/normative/Projected Auxiliary Energy Consumption - Total | MU | 379.5126 | 367.1694 | 389.236 | 22.0666 | 447.984 | 393.5517 | 446.8424 | 53.2907 | 446.76 | 394.3461 | 215.6516 | 219.8364 | 435.4881 | 41.1419 | 446.7345 | 446.743 | 536.0916 | 536.101 | 536.101
1.15 | Actual/Normative/Estimated/Projected Net Generation | MU | 5945.697 | 5752.3206 | 5730.254 | -22.0666 | 7018.416 | 6165.6433 | 6112.3526 | -53.2907 | 6999.24 | 6178.0893 | 2692.8434 | 3444.104 | 6136.9474 | -41.1419 | 6998.8398 | 6998.9739 | 6909.6253 | 6909.7458 | 6909.7458
1.16 | Scheduled Net Generation | MU |  | 0 | 0 | 0 |  | 0 | 0 | 0 |  | 0 |  |  | 0 | 0
1.17 | Normative Gross Station Heat Rate | kcal/kWh | 2375 | 2375 |  |  | 2375 | 2375 |  |  | 2375 | 2375 |  |  |  |  | 0 | 0 | 0 | 0 | 0
1.18 | Actual/Estimated/Projected Gross Station Heat Rate | kcal/kWh |  |  | 2417.1042 | 42.1042 |  |  | 2464.4902 | 89.4902 |  |  | 2510.0836 | 2419.8446 | 2459.778 | 84.778 | 2375 | 2375 | 2375 | 2375 | 2375
1.19 | Normative Secondary Fuel Oil Consumption | ml/kWh | 0.5 | 0.5 |  |  | 0.5 | 0.5 |  |  | 0.5 | 0.5 |  |  |  | -0.5 | 0 | 0 | 0 | 0 | 0
1.2 | Actual/Estimated/Projected Secondary Fuel Oil Consumption | ml/kWh |  |  | 2.0274 | 1.5274 |  |  | 0.98065 | 0.48065 |  |  | 0.75314 | 0.5 | 0.62657 | 0.12657 | 0.5 | 0.5 | 0.5 | 0.5 | 0.5
1.21 | Normative Transit Loss | % | 0.8% | 0.8% |  |  | 0.8% | 0.8% |  |  | 0.8% | 0.8%
1.22 | Actual/Estimated/Projected Transit Loss | % |  |  | 0.8% | 0% |  |  | 0.992% | 0.192% |  |  | 1.016% | 0.8% | 0.9078% | 0.1078% | 0.8% | 0.8% | 0.8% | 0.8% | 0.8%
2 | Fuel Parameters (for each primary and secondary fuel)
2.1 | Calorific Value (As billed)
2.1.1 | Fuel 1-coal | kcal/unit | 4149.5963 | 4170.7425 | 4170.7425 | 0 |  | 3949.778 | 3949.778 | 0 |  | 3935.6878 | 3920.5545 | 3949.778 | 3935.6878 | 0 | 3916.7705 | 3916.7705 | 3916.7705 | 3916.7705 | 3916.7705
2.1.2 | Fuel 2-Imported Coal | kcal/unit | 4826.4484 | 4783.5389 | 4783.5389 | 0 |  | 4759.5862 | 4759.5862 | 0 |  | 4754.9582 | 4749.1103 | 4759.5862 | 4754.9582 | 0 | 4752.9186 | 4752.9186 | 4752.9186 | 4752.9186 | 4752.9186
2.1.3 | Fuel 3-Washed Coal | kcal/unit | 3600.8682 | 3779.2376 | 3779.2376 | 0 |  | 3955.644 | 3955.644 | 0 |  | 3955.644 | 0 | 3955.644 | 3955.644 | 0 | 3847 | 3847 | 3847 | 3847 | 3847
2.1.4 | Fuel 4 - GP II | kcal/unit | [14 empty] | 3350 | 3350 | 3350 | 3350 | 3350
2.1.5 | Fuel 5 - Biomass Pellets | kcal/unit | [14 empty] | 0 | 0 | 0 | 0 | 0
2.1.6 | Fuel 3-FO | kcal/unit | 46965.3517 | 10776 | 10776 | 0 |  | 10552.0833 | 10552.0833 | 0 |  | 10558.3118 | 10564 | 10552.0833 | 10558.3118 | 0 | 10552.0833 | 10552.0833 | 10552.0833 | 10552.0833 | 10552.0833
2.1.7 | Fuel 4-LDO | kcal/unit | 77339.4773 | 11542.6667 | 11542.6667 | 0 |  | 11111.5 | 11111.5 | 0 |  | 11214.7247 | 11267 | 11111.5 | 11214.7247 | 0 | 11111.5 | 11111.5 | 11111.5 | 11111.5 | 11111.5
2.1.8 | Fuel 6-LSHS | kcal/unit |  | 0 | 0 | 0 |  | 0 | 0 | 0 |  | 0 | 0 | 0 | 0 | 0 | 0 | 0 | 0 | 0 | 0
2.1.9 | Fuel 7-HSD | kcal/unit |  | 0 | 0 | 0 |  | 0 | 0 | 0 |  | 0 | 0 | 0 | 0 | 0 | 0 | 0 | 0 | 0 | 0
2.2 | Calorific Value (As received)
2.2.1 | Fuel 1-coal | kcal/unit | 3549.5963 | 3570.7425 | 3213.9451 | -356.7974 |  | 3299.778 | 3211.9161 | -87.8619 |  | 3285.6878 | 3216.6269 | 3299.778 | 3259.6864 | -26.0014 | 3166.7705 | 3166.7705 | 3166.7705 | 3166.7705 | 3166.7705
2.2.2 | Fuel 2-Imported Coal | kcal/unit | 4826.4484 | 4783.5389 | 4783.5389 | 0 |  | 4759.5862 | 4759.5862 | 0 |  | 4754.9582 | 4749.1103 | 4759.5862 | 4754.9582 | 0 | 4752.9186 | 4752.9186 | 4752.9186 | 4752.9186 | 4752.9186
2.2.3 | Fuel 3-Washed Coal | kcal/unit | 4128.8339 | 4106.2254 | 4106.2254 | 0 |  | 4061.6935 | 4061.6935 | 0 |  | 3655.644 | 0 | 3655.644 | 3655.644 | 0 | 3547 | 3547 | 3547 | 3547 | 3547
2.2.4 | Fuel 4 - GP II | kcal/unit | [14 empty] | 3350 | 3350 | 3350 | 3350 | 3350
2.2.5 | Fuel 5 - Biomass Pellets | kcal/unit | [14 empty] | 0 | 0 | 0 | 0 | 0
2.2.6 | Fuel 3-FO | kcal/unit | 46965.3517 | 10776 | 10776 | 0 |  | 10552.0833 | 10552.0833 | 0 |  | 10558.3118 | 10564 | 10552.0833 | 10558.3118 | 0 | 10552.0833 | 10552.0833 | 10552.0833 | 10552.0833 | 10552.0833
2.2.7 | Fuel 4-LDO | kcal/unit | 77339.4773 | 11542.6667 | 11542.6667 | 0 |  | 11111.5 | 11111.5 | 0 |  | 11214.7247 | 11267 | 11111.5 | 11214.7247 | 0 | 11111.5 | 11111.5 | 11111.5 | 11111.5 | 11111.5
2.2.8 | Fuel 6-LSHS | kcal/unit |  | 0 | 0 | 0 |  | 0 | 0 | 0 |  | 0 | 0 | 0 | 0 | 0 | 0 | 0 | 0 | 0 | 0
2.2.9 | Fuel 7-HSD | kcal/unit |  | 0 | 0 | 0 |  | 0 | 0 | 0 |  | 0 | 0 | 0 | 0 | 0 | 0 | 0 | 0 | 0 | 0
2.3 | Calorific Value (As Fired) Raw & Washed | kcal/unit |  | 3692.3359 | 2980.9251 | -711.4109 |  | 3236.3468 | 3065.7791 | -170.5676 |  | 3180.0124 | 3059.9869 | 3205.4605 | 3155.0178 | -24.9946 | 3278.6323 | 3278.6283 | 3278.6283 | 3278.6246 | 3278.6246
| Calorific Value (As Fired) Imported | [6 empty] | 4639.5862 | 4590.8931 |  |  | 4640.2626 | 4641.1172 | 4639.5862 | 4640.2626
2.4 | Actual stacking loss | kcal/unit |  | 120 | 579.6412 | 459.6412 |  | 185.2371 | 275.4348 | 90.1978 |  | 180.2929 | 216.2265 | 180.6529 | 180.2558 | -0.037173 | 85 | 85 | 85 | 85 | 85
2.5 | Landed Fuel Price per unit
2.5.1 | Fuel 1-coal | Rs/unit | 4176.4025 | 4183.6819 | 4183.6819 | 0 |  | 4621.6038 | 4630.4107 | 8.8069 |  | 4832.8019 | 5050.1755 | 4630.4107 | 4832.8019 | 0 | 5116.0348 | 5371.8365 | 5640.4283 | 5922.4497 | 6218.5722
2.5.2 | Fuel 2-Imported Coal | Rs/unit | 17067.9475 | 15894.9431 | 15894.9431 | 0 |  | 12036.9472 | 12036.9472 | 0 |  | 11760.0966 | 11410.274 | 12036.9472 | 11760.0966 | 0 | 12301.8921 | 12916.9867 | 13562.836 | 14240.9778 | 14953.0267
2.5.3 | Fuel 3-Washed Coal | Rs/unit | 5278.3751 | 4377.2009 | 4377.2009 | 0 |  | 4523.2363 | 4523.2363 | 0 |  | 4523.2363 | 0 | 4523.2363 | 4523.2363 | 0 | 4813.7197 | 5054.4057 | 5307.126 | 5572.4823 | 5851.1064
2.5.4 | Fuel 4 - GP II | Rs/unit | [14 empty] | 0 | 0 | 0 | 0 | 0
2.5.5 | Fuel 5 - Biomass Pellets | Rs/unit | [14 empty] | 0 | 0 | 0 | 0 | 0
2.5.6 | Fuel 3-FO | Rs/unit | 46965.3517 | 53549.4685 | 53549.4685 | 0 |  | 52289.3036 | 52289.3036 | 0 |  | 54379.9397 | 56289.2139 | 52289.3036 | 54379.9397 | 0 | 54675.0932 | 57408.8479 | 60279.2903 | 63293.2548 | 66457.9175
2.5.7 | Fuel 4-LDO | Rs/unit | 77339.4773 | 78091.9204 | 78091.9204 | 0 |  | 82076.9027 | 82076.9027 | 0 |  | 79967.2922 | 78898.9386 | 82076.9027 | 79967.2922 | 0 | 86180.7478 | 90489.7852 | 95014.2745 | 99764.9882 | 104753.2376
2.5.8 | Fuel 6-LSHS | Rs/unit |  | 0 | 0 | 0 |  | 0 | 0 | 0 |  | 0 | 0 | 0 | 0 | 0 | 0 | 0 | 0 | 0 | 0
2.5.9 | Fuel 7-HSD | Rs/unit |  | 0 | 0 | 0 |  | 0 | 0 | 0 |  | 0 | 0 | 0 | 0 | 0 | 0 | 0 | 0 | 0 | 0
3 | Fuel Consumption and Heat Contribution (for each fuel separately)
3.1 | Specific Fuel Consumption
3.1.1 | Fuel 1-coal | unit/kWh |  | 0.45293 | 0.56737 | 0.11444 |  | 0.63367 | 0.69285 | 0.059181 |  | 0.67356 | 0.77059 | 0.65699 | 0.70726 | 0.033706 | 0.5403 | 0.54031 | 0.54031 | 0.54031 | 0.54031
3.1.2 | Fuel 2-Imported Coal | unit/kWh |  | 0.079573 | 0.099679 | 0.020105 |  | 0.033374 | 0.034934 | 0.0015604 |  | 0.030163 | 0.031175 | 0.03127 | 0.031228 | 0.0010643 | 0.060439 | 0.060437 | 0.060437 | 0.060436 | 0.060436
3.1.3 | Fuel 3-Washed Coal | unit/kWh |  | 0.10937 | 0.137 | 0.027634 |  | 0.05082 | 0.055567 | 0.0047463 |  | 0.027737 | 0 | 0.051102 | 0.028488 | 0.00075071 | 0.12215 | 0.12215 | 0.12215 | 0.12215 | 0.12215
3.1.4 | Fuel 4 - GP II | unit/kWh | [14 empty] | 0 | 0 | 0 | 0 | 0
3.1.5 | Fuel 5 - Biomass Pellets | unit/kWh | [14 empty] | 0 | 0 | 0 | 0 | 0
3.1.6 | Fuel 3-FO | unit/kWh |  | 0.40328 | 1.6352 | 1.2319 |  | 0.45536 | 0.8931 | 0.43774 |  | 0.43891 | 0.64 | 0.46397 | 0.54187 | 0.10296 | 0.45363 | 0.45363 | 0.45363 | 0.45362 | 0.45362
3.1.7 | Fuel 4-LDO | unit/kWh |  | 0.096723 | 0.39219 | 0.29547 |  | 0.04464 | 0.087551 | 0.042912 |  | 0.061093 | 0.11314 | 0.045483 | 0.075424 | 0.014331 | 0.04447 | 0.04447 | 0.04447 | 0.044469 | 0.044469
3.1.8 | Fuel 6-LSHS | unit/kWh |  | 0 | 0 | 0 |  | 0 | 0 | 0 |  | 0 | 0 | 0 | 0 | 0 | 0 | 0 | 0 | 0 | 0
3.1.9 | Fuel 7-HSD | unit/kWh |  | 0 | 0 | 0 |  | 0 | 0 | 0 |  | 0 | 0 | 0 | 0 | 0 | 0 | 0 | 0 | 0 | 0
3.2 | Total Fuel Consumption
3.2.1 | Fuel 1-coal | unit |  | 2771678.7321 | 3471988 | 700309.2679 |  | 4156374.9965 | 4544556 | 388181.0035 |  | 4426913.0528 | 2241265 | 2407178 | 4648443 | 221529.9472 | 4022880.9091 | 4022990.9091 | 4022990.9091 | 4023090.9091 | 4023090.9091
3.2.2 | Fuel 2-Imported Coal | unit |  | 486947.7971 | 609983 | 123035.2029 |  | 218905.3055 | 229140 | 10234.6945 |  | 198246.061 | 90671 | 114570 | 205241 | 6994.939 | 450000 | 450000 | 450000 | 450000 | 450000
3.2.3 | Fuel 3-Washed Coal | unit |  | 669279.7043 | 838384 | 169104.2957 |  | 333340.9169 | 364473 | 31132.0831 |  | 182302.4815 | 0 | 187236.5 | 187236.5 | 4934.0185 | 909500 | 909500 | 909500 | 909500 | 909500
3.2.4 | Fuel 4 - GP II | unit | [14 empty] | 0 | 0 | 0 | 0 | 0
3.2.5 | Fuel 5 - Biomass Pellets | unit | [14 empty] | 0 | 0 | 0 | 0 | 0
3.2.6 | Fuel 3-FO | unit |  | 2467.8466 | 10006.5 | 7538.6534 |  | 2986.798 | 5858 | 2871.202 |  | 2884.6899 | 1861.43 | 1699.9516 | 3561.3816 | 676.6917 | 3377.5719 | 3377.5719 | 3377.5719 | 3377.5719 | 3377.5719
3.2.7 | Fuel 4-LDO | unit |  | 591.8984 | 2400 | 1808.1016 |  | 292.7995 | 574.267 | 281.4675 |  | 401.5278 | 329.07 | 166.6484 | 495.7184 | 94.1906 | 331.1076 | 331.1076 | 331.1076 | 331.1076 | 331.1076
3.2.8 | Fuel 6-LSHS | unit |  | 0 | 0 | 0 |  | 0 | 0 | 0 |  | 0 | 0 | 0 | 0 | 0 | 0 | 0 | 0 | 0 | 0
3.2.9 | Fuel 7-HSD | unit |  | 0 | 0 | 0 |  | 0 | 0 | 0 |  | 0 | 0 | 0 | 0 | 0 | 0 | 0 | 0 | 0 | 0
3.3 | Heat Content (each fuel separately)
3.3.1 | Fuel 1-coal | Million kcal |  | 10233968.9094 | 10349736.0071 | 115767.0977 |  | 13451470.7943 | 13932604.9934 | 481134.1991 |  | 14077638.4391 | 6858241.503 | 7716114.1048 | 14574355.6078 | 496717.1687 | 13189547.3614 | 13189891.8257 | 13189891.8257 | 13190204.9748 | 13190204.9748
3.3.2 | Fuel 2-Imported Coal | Million kcal |  | 1797974.8367 | 1818313.6056 | 20338.7689 |  | 1015630.0389 | 1051957.2445 | 36327.2056 |  | 919913.7746 | 420814.735 | 531557.3931 | 952372.1281 | 32458.3535 | 1475384.5433 | 1475382.7328 | 1475382.7328 | 1475381.087 | 1475381.087
3.3.3 | Fuel 3-Washed Coal | Million kcal |  | 2471205.4852 | 2499159.8682 | 27954.383 |  | 1078806.7998 | 1117393.7211 | 38586.9214 |  | 579724.1533 | 0 | 600179.2134 | 600179.2134 | 20455.0601 | 2981916.0935 | 2981912.4344 | 2981912.4344 | 2981909.1081 | 2981909.1081
3.3.4 | Fuel 4 - GP II | Million kcal | [14 empty] | 0 | 0 | 0 | 0 | 0
3.3.5 | Fuel 5 - Biomass Pellets | Million kcal | [14 empty] | 0 | 0 | 0 | 0 | 0
3.3.6 | Fuel 3-FO | Million kcal |  | 24811.7491 | 100605.4311 | 75793.682 |  | 29405.3062 | 57672.5592 | 28267.253 |  | 28416.8062 | 18346.6487 | 16736.1832 | 35082.8319 | 6666.0257 | 33252.5122 | 33252.5122 | 33252.5122 | 33252.5122 | 33252.5122
3.3.7 | Fuel 4-LDO | Million kcal |  | 5827.7697 | 23630.1472 | 17802.3775 |  | 2775.1858 | 5442.9655 | 2667.7797 |  | 3841.0794 | 3162.6098 | 1579.5115 | 4742.1213 | 901.0419 | 3138.2737 | 3138.2737 | 3138.2737 | 3138.2737 | 3138.2737
3.3.8 | Fuel 6-LSHS | Million kcal |  | 0 | 0 | 0 |  | 0 | 0 | 0 |  | 0 | 0 | 0 | 0 | 0 | 0 | 0 | 0 | 0 | 0
3.3.9 | Fuel 7-HSD | Million kcal |  | 0 | 0 | 0 |  | 0 | 0 | 0 |  | 0 | 0 | 0 | 0 | 0 | 0 | 0 | 0 | 0 | 0
| Total Heat Content | Million kcal |  | 14533788.75 | 14791445.0591 | 257656.3091 |  | 15578088.125 | 16165071.4838 | 586983.3588 |  | 15609534.2526 | 7300565.4965 | 8866166.406 | 16166731.9026 | 557197.65 | 17683238.7841 | 17683577.7788 | 17683577.7788 | 17683885.9559 | 17683885.9559
4 | Total Fuel Cost
4.1.1 | Fuel 1-coal | Rs Crore |  | 1159.5822 | 1452.5693 | 292.9871 |  | 1920.9118 | 2104.3161 | 183.4042 |  | 2139.4394 | 1131.8782 | 1114.6223 | 2246.5004 | 107.061 | 2058.1199 | 2161.0849 | 2269.1392 | 2382.6554 | 2501.7881
4.1.2 | Fuel 2-Imported Coal | Rs Crore |  | 774.0008 | 969.5645 | 195.5638 |  | 263.4952 | 275.8146 | 12.3194 |  | 233.1393 | 103.4581 | 137.9073 | 241.3654 | 8.2261 | 553.5851 | 581.2644 | 610.3276 | 640.844 | 672.8862
4.1.3 | Fuel 3-Washed Coal | Rs Crore |  | 292.9572 | 366.9775 | 74.0203 |  | 150.778 | 164.8597 | 14.0818 |  | 82.4597 | 0 | 84.6915 | 84.6915 | 2.2318 | 437.8078 | 459.6982 | 482.6831 | 506.8173 | 532.1581
4.1.4 | Fuel 4 - GP II | Rs Crore | [14 empty] | 0 | 0 | 0 | 0 | 0
4.1.5 | Fuel 5 - Biomass Pellets | Rs Crore | [14 empty] | 0 | 0 | 0 | 0 | 0
4.1.6 | Fuel 3-FO | Rs Crore |  | 13.2152 | 53.5843 | 40.3691 |  | 15.6178 | 30.6311 | 15.0133 |  | 15.6869 | 10.4778 | 8.8889 | 19.3668 | 3.6798 | 18.4669 | 19.3903 | 20.3598 | 21.3778 | 22.4466
4.1.7 | Fuel 4-LDO | Rs Crore |  | 4.6222 | 18.7421 | 14.1198 |  | 2.4032 | 4.7134 | 2.3102 |  | 3.2109 | 2.5963 | 1.3678 | 3.9641 | 0.75322 | 2.8535 | 2.9962 | 3.146 | 3.3033 | 3.4685
4.1.8 | Fuel 6-LSHS | Rs Crore |  | 0 | 0 | 0 |  | 0 | 0 | 0 |  | 0 | 0 | 0 | 0 | 0 | 0 | 0 | 0 | 0 | 0
4.1.9 | Fuel 7-HSD | Rs Crore |  | 0 | 0 | 0 |  | 0 | 0 | 0 |  | 0 | 0 | 0 | 0 | 0 | 0 | 0 | 0 | 0 | 0
| Total Fuel Cost | Rs Crore |  | 2244.3776 | 2861.4377 | 617.0601 |  | 2353.2059 | 2580.3349 | 227.129 |  | 2473.9362 | 1248.4104 | 1347.4778 | 2595.8882 | 121.952 | 3070.8332 | 3224.434 | 3385.6557 | 3554.9977 | 3732.7476
5 | Washery Charges
5.1 | Fuel 1-coal | Rs Crore |  | 0 |  | 0 |  | 0 |  | 0 |  | 0 |  |  | 0 | 0
5.2 | Fuel 2 | Rs Crore |  | 0 |  | 0 |  | 0 |  | 0 |  | 0 |  |  | 0 | 0
5.3 | Fuel 3 | Rs Crore |  | 0 |  | 0 |  | 0 |  | 0 |  | 0 |  |  | 0 | 0
| Total Washery Charges | Rs Crore |  | 0 | 0 | 0 |  | 0 | 0 | 0 |  | 0 | 0 | 0 | 0 | 0 | 0 | 0 | 0 | 0 | 0
6 | Third Party Sampling Charges
6.1 | Fuel 1-coal | Rs Crore |  | 0 |  |  |  | 0 |  | 0 |  | 0 |  |  | 0 | 0
6.2 | Fuel 2 | Rs Crore |  | 0 |  |  |  | 0 |  | 0 |  | 0 |  |  | 0 | 0
6.3 | Fuel 3 | Rs Crore |  | 0 |  |  |  | 0 |  | 0 |  | 0 |  |  | 0 | 0
| Total Sampling Charges | Rs Crore |  | 0 | 0 | 0 |  | 0 | 0 | 0 |  | 0 | 0 | 0 | 0 | 0 | 0 | 0 | 0 | 0 | 0
7 | Other Charges and Adjustments
7.1.1 | Other Variable Charges | Rs Crore |  | 0 | 0 | 0 |  | 0 | 0 | 0 |  | 0 |  |  | 0 | 0 | 0 | 0 | 0 | 0 | 0
7.1.2 | Other Adjustments (Pl. specify details) | Rs Crore |  | 0 | 0 | 0 |  | 0 | 0 | 0 |  | 0 |  |  | 0 | 0
7.1.3 | Siding charges | Rs Crore |  | 0 | 0 | 0 |  | 0 | 0 | 0 |  | 0 |  |  | 0 | 0
7.1.4 | Payments to railway staff | Rs Crore |  | 0 | 0 | 0 |  | 0 | 0 | 0 |  | 0 |  |  | 0 | 0
7.1.5 | Con-Other coal related costs | Rs Crore |  | 0 | 0 | 0 |  | 0 | 0 | 0 |  | 0 |  |  | 0 | 0 | 0 | 0 | 0 | 0 | 0
7.1.6 | Other coal related costs | Rs Crore |  | 0 | 0 | 0 |  | 0 | 0 | 0 |  | 0 |  |  | 0 | 0 | 0 | 0 | 0 | 0 | 0
7.1.7 | Demurrage on coal wagons | Rs Crore |  | 0 | 0 | 0 |  | 0 | 0 | 0 |  | 0 |  |  | 0 | 0 | 0 | 0 | 0 | 0 | 0
7.1.8 | Demurrage on oil wagons | Rs Crore |  | 0 | 0 | 0 |  | 0 | 0 | 0 |  | 0 |  |  | 0 | 0 | 0 | 0 | 0 | 0 | 0
7.1.9 | Other fuel cost variance A/c Dr. / Cr. | Rs Crore |  | 0 | 0 | 0 |  | 0 | 0 | 0 |  | 0 |  |  | 0 | 0 | 0 | 0 | 0 | 0 | 0
7.1.10 | Consumption High Speed Diesel Oil | Rs Crore |  | 0 | 0 | 0 |  | 0 | 0 | 0 |  | 0 |  |  | 0 | 0 | 0 | 0 | 0 | 0 | 0
7.1.11 | Consumption of Oil ( Other ) | Rs Crore |  | 0 | 0 | 0 |  | 0 | 0 | 0 |  | 0 |  |  | 0 | 0 | 0 | 0 | 0 | 0 | 0
7.1.12 | Oil handling contract charges | Rs Crore |  | 0 | 0 | 0 |  | 0 | 0 | 0 |  | 0 |  |  | 0 | 0 | 0 | 0 | 0 | 0 | 0
7.1.13 | Oil Lubricants | Rs Crore |  | 0 | 0 | 0 |  | 0 | 0 | 0 |  | 0 |  |  | 0 | 0 | 0 | 0 | 0 | 0 | 0
| Total Other Charges and Adjustments | Rs Crore |  | 0 | 0 | 0 |  | 0 | 0 | 0 |  | 0 | 0 | 0 | 0 | 0 | 0 | 0 | 0 | 0 | 0
8 | Total Cost (4+5+6+7) | Rs Crore | 2291.4739 | 2244.3776 | 2861.4377 | 617.0601 | 2603.5827 | 2353.2059 | 2580.3349 | 227.129 | 2621.9951 | 2473.9362 | 1248.4104 | 1347.4778 | 2595.8882 | 121.952 | 3070.8332 | 3224.434 | 3385.6557 | 3554.9977 | 3732.7476
9 | Energy Charge per unit (ex-bus) (8/1.16) | Rs/kWh | 3.854 | 3.9017 | 4.9936 | 1.0919 | 3.7096 | 3.8166 | 4.2215 | 0.40487 | 3.7461 | 4.0044 | 4.636 | 3.9124 | 4.2299 | -29.6418 | 4.3876 | 4.607 | 4.8999 | 5.1449 | 5.4021
Formula |  |  | FY 25-26 |  |  | FY 26-27 |  |  | FY 27-28 |  |  | FY 28-29 |  |  | FY 29-30
[K x SHR x S/CVPF] x [85/LP] |  |  | Bhusawal Unit 4 | Bhusawal Unit 5 | Total Bhusawal Unit 4-5 | Bhusawal Unit 4 | Bhusawal Unit 5 | Total Bhusawal Unit 4-5 | Bhusawal Unit 4 | Bhusawal Unit 5 | Total Bhusawal Unit 4-5 | Bhusawal Unit 4 | Bhusawal Unit 5 | Total Bhusawal Unit 4-5 | Bhusawal Unit 4 | Bhusawal Unit 5 | Total Bhusawal Unit 4-5
S. No. | Particulars
1 | SHR (kCal/kWh) |  | 2375 | 2375 |  | 2375 | 2375 |  | 2375 | 2375 |  | 2375 | 2375 |  | 2375 | 2375
2 | GCV (kCal/kg) |  | 3363.6323 | 3363.6323 |  | 3363.6283 | 3363.6283 |  | 3363.6283 | 3363.6283 |  | 3363.6246 | 3363.6246 |  | 3363.6246 | 3363.6246
3 | CVPF (kCal/kg) |  | 3278.6323 | 3278.6323 |  | 3278.6283 | 3278.6283 |  | 3278.6283 | 3278.6283 |  | 3278.6246 | 3278.6246 |  | 3278.6246 | 3278.6246
4 | S (%) |  | 0.75% | 0.75% |  | 0.75% | 0.75% |  | 0.75% | 0.75% |  | 0.75% | 0.75% |  | 0.75% | 0.75%
5 | LP/SBC Purity (%) |  | 89% | 89% |  | 89% | 89% |  | 89% | 89% |  | 89% | 89% |  | 89% | 89%
6 | SO2 Emission norm (100/200 mg/Nm3; 600 mg/Nm3) |  | 200 | 200 |  | 200 | 200 |  | 200 | 200 |  | 200 | 200 |  | 200 | 200
7 | % as per SO2 Emission norm |  | 0.95 | 0.95 |  | 0.95 | 0.95 |  | 0.95 | 0.95 |  | 0.95 | 0.95 |  | 0.95 | 0.95
8 | Multiplication Factor |  | 35.2 | 35.2 |  | 35.2 | 35.2 |  | 35.2 | 35.2 |  | 35.2 | 35.2 |  | 35.2 | 35.2
9 | Design SO2 removal efficiency |  | 95% | 95% |  | 95% | 95% |  | 95% | 95% |  | 95% | 95% |  | 95% | 95%
10 | K |  | 35.2 | 35.2 |  | 35.2 | 35.2 |  | 35.2 | 35.2 |  | 35.2 | 35.2 |  | 35.2 | 35.2
11 | Sp. Limestone consumption (g/kWh) |  | 18.2643 | 18.2643 |  | 18.2644 | 18.2644 |  | 18.2644 | 18.2644 |  | 18.2644 | 18.2644 |  | 18.2644 | 18.2644
S. No. | Reagent Cost and Requirement
1 | Gross Generation (MU) |  | 0 | 0 |  | 0 | 0 |  | 3722.8585 | 2794.6938 |  | 3722.9234 | 3722.9234 |  | 3722.9234 | 3722.9234
2 | Reagent |  | Limestone | Limestone |  | Limestone | Limestone |  | Limestone | Limestone |  | Limestone | Limestone |  | Limestone | Limestone
3 | Sp. Limestone consumption (g/kWh) |  | 18.2643 | 18.2643 |  | 18.2644 | 18.2644 |  | 18.2644 | 18.2644 |  | 18.2644 | 18.2644 |  | 18.2644 | 18.2644
4 | Total Reagent Req. (T) |  | 0 | 0 |  | 0 | 0 |  | 67995.5991 | 51043.2717 |  | 67996.8599 | 67996.8599 |  | 67996.8599 | 67996.8599
5 | Reagent Cost per Ton |  | 3228.75 | 3228.75 |  | 3228.75 | 3228.75 |  | 3228.75 | 3228.75 |  | 3228.75 | 3228.75 |  | 3228.75 | 3228.75
6 | Total Reagent Cost (Rs.Cr) |  | 0 | 0 | 0 | 0 | 0 | 0 | 21.9541 | 16.4806 | 38.4347 | 21.9545 | 21.9545 | 43.909 | 21.9545 | 21.9545 | 43.909
S. No. | Ammonia Consumption and Cost of SCR system
1 | Gross Generation (MU) |  | 0 | 0 |  | 0 | 0 |  | 3722.8585 | 2794.6938 |  | 3722.9234 | 3722.9234 |  | 3722.9234 | 3722.9234
2 | Reagent |  | Ammonia | Ammonia |  | Ammonia | Ammonia |  | Ammonia | Ammonia |  | Ammonia | Ammonia |  | Ammonia | Ammonia
3 | Sp. Ammonia Req. (g/kWh) |  | 0.6 | 0.6 |  | 0.6 | 0.6 |  | 0.6 | 0.6 |  | 0.6 | 0.6 |  | 0.6 | 0.6
4 | Total Ammonia Req. (T) |  | 0 | 0 |  | 0 | 0 |  | 2233.7151 | 1676.8163 |  | 2233.754 | 2233.754 |  | 2233.754 | 2233.754
5 | Ammonia Cost per Ton |  | 116.82 | 116.82 |  | 116.82 | 116.82 |  | 116.82 | 116.82 |  | 116.82 | 116.82 |  | 116.82 | 116.82
6 | Total Ammonia Cost (Rs.Cr) |  | 0 | 0 | 0 | 0 | 0 | 0 | 0.026094 | 0.019589 | 0.045683 | 0.026095 | 0.026095 | 0.052189 | 0.026095 | 0.026095 | 0.052189
| Total Variable Cost - ECS |  | 0 | 0 | 0 | 0 | 0 | 0 | 21.9802 | 16.5002 | 38.4804 | 21.9806 | 21.9806 | 43.9612 | 21.9806 | 21.9806 | 43.9612
|  |  | FY 25-26 |  |  | FY 26-27 |  |  | FY 27-28 |  |  | FY 28-29 |  |  | FY 29-30

## F2.3
Maharashtra State Power Generation Company Ltd. | [8 empty] | Maharashtra State Power Generation Company Ltd.
MYT Petition Formats for Bhusawal Units 4&5 | [8 empty] | MYT Petition Formats for Bhusawal Units 4&5
Form 2.3: Fuel Cost Details for Thermal Generation | [8 empty] | Form 2.3: Fuel Cost Details for Thermal Generation
Sr. No. | Particulars | Unit | FY 2022-23 |  |  | FY 2023-24 |  |  | FY 2024-25 |  |  |  |  | Ensuing Years |  |  |  |  | Remarks
|  |  | To be approved | April-March (Audited ) | True-Up requirement | To be approved | April-March (Audited ) | True-Up requirement | To be approved | Apr-Sep (Actual) | Oct-Mar (Estimated) | April - March (Estimated) | Provisional True-Up requirement | FY 2025-26 | FY 2026-27 | FY 2027-28 | FY 2028-29 | FY 2029-30
|  |  | (a) | (b) | (c) = (b) - (a) | (d) | (e) | (f) = (e) - (d) | (g) | (h) | (i) | (j) = (h)+(i) | (k) = (i) - (g) | Projected | Projected | Projected | Projected | Projected
A | Coal - Raw Coal
1 | Basic Cost | Rs/unit | 1728.9203 | 1728.9203 | 0 | 1862.279 | 1862.279 | 0 |  | 2056.9359 |  |  | 0
2 | Transporation | Rs/unit | 1270.9293 | 1270.9293 | 0 | 1583.2237 | 1583.2237 | 0 |  | 1746.6254 |  |  | 0
3 | Insurance | Rs/unit | 0 | 0 | 0 | 0 | 0 | 0 |  | 0 |  |  | 0
4 | Local Transportation | Rs/unit | 0 | 0 | 0 | 0 | 0 | 0 |  | 0 |  |  | 0
5 | Taxes (CST/VAT/GST) | Rs/unit | 123.0358 | 123.0358 | 0 | 120.6896 | 120.6896 | 0 |  | 133.1452 |  |  | 0
6 | Duties SED | Rs/unit | 0 | 0 | 0 | 0 | 0 | 0 |  | 0 |  |  | 0
7 | Royalty Charges | Rs/unit | 232.5289 | 232.5289 | 0 | 241.3043 | 241.3043 | 0 |  | 266.2078 |  |  | 0
8 | Others STC | Rs/unit | 190.037 | 190.037 | 0 | 220.3681 | 220.3681 | 0 |  | 243.1109 |  |  | 0
9 | Others-Energy Clean Charges | Rs/unit | 400 | 400 | 0 | 399.9999 | 399.9999 | 0 |  | 400 |  |  | 0
10 | Others-ED | Rs/unit | 0 | 0 | 0 | 0 | 0 | 0 |  | 0 |  |  | 0
11 | Other charges (NMET/DMF) | Rs/unit | 74.4625 | 74.4625 | 0 | 77.2174 | 77.2174 | 0 |  | 85.1865 |  |  | 0
12 | Coal handling costs | Rs/unit | 131.3494 | 131.3494 | 0 | 80.1904 | 80.1904 | 0 |  | 68.3665 |  |  | 0
13 | Total Price excluding Transit Loss and Stacking Loss | Rs/unit | 4151.2633 | 4151.2633 | 0 | 4585.2725 | 4585.2725 | 0 |  | 4999.5782 |  |  | 0
14 | Transit Loss | % | 0.8% | 0.8% | 0% | 0.8% | 0.992% | 0.192% |  | 1.016% |  |  | 0%
15 | Stacking Loss | Rs/unit |  |  | 0 |  |  | 0 |  |  |  |  | 0
16 | Total Price including Transit Loss and Stacking Loss | Rs/unit | 4183.6819 | 4183.6819 | 0 | 4621.6038 | 4630.4107 | 0 | 4832.8019 | 5050.1755 | 4630.4107 | 4832.8019 | 0 | 5116.0348 | 5371.8365 | 5640.4283 | 5922.4497 | 6218.5722
B | Coal - Imported Coal
1 | Base Price | Rs/unit | 12459.9338 | 12459.9338 | 0 | 6830.1304 | 6830.1304 | 0 | 0 | 6457.8764 |  |  | 0
2 | Transportation | Rs/unit | 1054.7 | 1054.7 | 0 | 4162.6031 | 4162.6031 | 0 | 0 | 3948.9564 |  |  | 0
3 | Insurance | Rs/unit | 14 | 14 | 0 | 15.43 | 15.43 | 0 | 0 | 14.638 |  |  | 0
4 | Local Transportation | Rs/unit | 0 | 0 | 0 | 0 | 0 | 0 | 0 | 0 |  |  | 0
5 | Taxes | Rs/unit | 1100 | 1100 | 0 | 548.5934 | 548.5934 | 0 | 0 | 520.4367 |  |  | 0
6 | Duties SED | Rs/unit | 0 | 0 | 0 | 0 | 0 | 0 | 0 | 0 |  |  | 0
7 | Royalty Charges | Rs/unit | 0 | 0 | 0 | 0 | 0 | 0 | 0 | 0 |  |  | 0
8 | Others STC | Rs/unit | 0 | 0 | 0 | 0 | 0 | 0 | 0 | 0 |  |  | 0
9 | Others | Rs/unit | 0 | 0 | 0 | 400 | 400 | 0 | 0 | 400 |  |  | 0
10 | Others | Rs/unit | 1134.96 | 1134.96 | 0 | 0 | 0 | 0 | 0 | 0 |  |  | 0
11 | Coal handling costs | Rs/unit | 131.3494 | 131.3494 | 0 | 80.1904 | 80.1904 | 0 |  | 68.3665
| Total Imported Coal | Rs/unit | 15894.9431 | 15894.9431 | 0 | 12036.9472 | 12036.9472 | 0 | 11760.0966 | 11410.274 | 12036.9472 | 11760.0966 | 0 | 12301.8921 | 12916.9867 | 13562.836 | 14240.9778 | 14953.0267 | 0
C | Coal - Washed Coal
1 | Base Price | Rs./MT | 1706.1058 | 1706.1058 | 0 | 1722.3335 | 1722.3335 | 0 |  | 0 |  |  | 0
2 | Transportation | Rs./MT | 1279.1454 | 1279.1454 | 0 | 1485.2934 | 1485.2934 | 0 |  | 0 |  |  | 0
3 | Insurance | Rs./MT | 0 | 0 | 0 | 0 | 0 | 0 |  | 0 |  |  | 0
4 | Local Transportation | Rs./MT | 0 | 0 | 0 | 0 | 0 | 0 |  | 0 |  |  | 0
5 | Taxes | Rs./MT | 523.789 | 523.789 | 0 | 113.2239 | 113.2239 | 0 |  | 0 |  |  | 0
6 | Duties SED | Rs./MT | 0 | 0 | 0 | 400 | 400 | 0 |  | 0 |  |  | 0
7 | Royalty Charges | Rs./MT | 233.9525 | 233.9525 | 0 | 226.3775 | 226.3775 | 0 |  | 0 |  |  | 0
8 | Others STC | Rs./MT | 191.2004 | 191.2004 | 0 | 206.7364 | 206.7364 | 0 |  | 0 |  |  | 0
9 | Others (Washing charges) | Rs./MT | 311.6583 | 311.6583 | 0 | 216.6406 | 216.6406 | 0 |  | 0 |  |  | 0
10 | Others | Rs./MT | 0 | 0 | 0 | 72.4408 | 72.4408 | 0 |  | 0 |  |  | 0
11 | Coal handling costs | Rs/unit | 131.3494 | 131.3494 |  | 80.1904 | 80.1904 | 0 |  | 0
| Total Washed Coal | Rs./MT | 4377.2009 | 4377.2009 | 0 | 4523.2363 | 4523.2363 | 0 | 4523.2363 | 0 | 4523.2363 | 4523.2363 | 0 | 4813.7197 | 5054.4057 | 5307.126 | 5572.4823 | 5851.1064
D | Coal - GP II
1 | Base Price | Rs./MT
2 | Transportation | Rs./MT
3 | Insurance | Rs./MT
4 | Local Transportation | Rs./MT
5 | Taxes | Rs./MT
6 | Duties SED | Rs./MT
7 | Royalty Charges | Rs./MT
8 | Others STC | Rs./MT
9 | Others (Washing charges) | Rs./MT
10 | Others | Rs./MT
11 | Coal handling costs | Rs./MT
| Total GP II Coal | Rs./MT | [11 empty] | 0 | 0 | 0 | 0 | 0
E | Biomass Pellet
1 | Base Price | Rs./MT
2 | Transportation | Rs./MT
3 | Insurance | Rs./MT
4 | Local Transportation | Rs./MT
5 | Taxes | Rs./MT
6 | Duties SED | Rs./MT
7 | Royalty Charges | Rs./MT
8 | Others STC | Rs./MT
9 | Others (Washing charges) | Rs./MT
10 | Others | Rs./MT
11 | Coal handling costs | Rs./MT
| Total Biomass Pellet | Rs./MT | [11 empty] | 0 | 0 | 0 | 0 | 0
D | Oil - LDO
1 | Basic Cost | Rs./KL | 63191.9204 | 63191.9204 | 0 | 69934.139 | 69934.139 | 0 |  | 67023.9162 |  |  | 0
2 | Transporation | Rs./KL | 900 | 900 | 0 | 872.9935 | 872.9935 | 0 |  | 1359.887 |  |  | 0
3 | Insurance | Rs./KL | 0 | 0 | 0 | 0 | 0 | 0 |  | 0 |  |  | 0
4 | Local Transportation | Rs./KL | 0 | 0 | 0 | 84.7128 | 84.7128 | 0 |  | 35.4056 |  |  | 0
5 | Taxes and Duties (pl. specify details) | Rs./KL | 14000 | 14000 | 0 | 12520.2055 | 12520.2055 | 0 |  | 12035.4313 |  |  | 0
6 | Duties SED | Rs./KL | 0 | 0 | 0 | 0 | 0 | 0 |  | 0 |  |  | 0
7 | Royalty Charges | Rs./KL | 0 | 0 | 0 | 0 | 0 | 0 |  | 0 |  |  | 0
8 | Others STC | Rs./KL | 0 | 0 | 0 | 0 | 0 | 0 |  | 0 |  |  | 0
9 | Others (Discounts) | Rs./KL | 0 | 0 | 0 | -1335.1481 | -1335.1481 | 0 |  | -1555.7016 |  |  | 0
10 | Others | Rs./KL | 0 | 0 | 0 | 0 | 0 | 0 |  | 0 |  |  | 0
11 | Others-ED | Rs./KL | 0 |  | 0 | 0 |  | 0 |  |  |  |  | 0
12 | Any other charges | Rs./KL | 0 |  | 0 | 0 |  | 0 |  |  |  |  | 0
| Total LDO | Rs./KL | 78091.9204 | 78091.9204 | 0 | 82076.9027 | 82076.9027 | 0 | 79967.2922 | 78898.9386 | 82076.9027 | 79967.2922 | 0 | 86180.7478 | 90489.7852 | 95014.2745 | 99764.9882 | 104753.2376 | 0
E | Oil - FO
1 | Basic Cost | Rs./KL | 44299.4685 | 44299.4685 | 0 | 44590.5804 | 44590.5804 | 0 |  | 48175.099 |  |  | 0
2 | Transporation | Rs./KL | 950 | 950 | 0 | 857.7426 | 857.7426 | 0 |  | 867.4903 |  |  | 0
3 | Insurance | Rs./KL | 0 | 0 | 0 | 0 | 0 | 0 |  | 0 |  |  | 0
4 | Local Transportation | Rs./KL | 0 | 0 | 0 | 83.1977 | 83.1977 | 0 |  | 0 |  |  | 0
5 | Taxes (CST/VAT/GST) | Rs./KL | 8300 | 8300 | 0 | 7976.3344 | 7976.3344 | 0 |  | 8586.4903 |  |  | 0
6 | Duties (Excise Duty) | Rs./KL | 0 | 0 | 0 | 0 | 0 | 0 |  | 0 |  |  | 0
7 | Royalty Charges | Rs./KL | 0 | 0 | 0 | 0 | 0 | 0 |  | 0 |  |  | 0
8 | Others STC | Rs./KL | 0 | 0 | 0 | 0 | 0 | 0 |  | 0 |  |  | 0
9 | Others (Discount) | Rs./KL | 0 | 0 | 0 | -1218.5515 | -1218.5515 | 0 |  | -1339.8656 |  |  | 0
10 | Others | Rs./KL | 0 | 0 | 0 | 0 | 0 | 0 |  | 0 |  |  | 0
11 | Others-ED | Rs./KL | 0 |  | 0 | 0 |  | 0 |  |  |  |  | 0
12 | Any other charges | Rs./KL | 0 |  | 0 | 0 |  | 0 |  |  |  |  | 0
| Total FO | Rs./KL | 53549.4685 | 53549.4685 | 0 | 52289.3036 | 52289.3036 | 0 | 54379.9397 | 56289.2139 | 52289.3036 | 54379.9397 | 0 | 54675.0932 | 57408.8479 | 60279.2903 | 63293.2548 | 66457.9175 | 0
F | Oil -LSHS
1 | Base Price | Rs./KL | 0 | 0 | 0 | 0 | 0 | 0 | 0 | 0 |  | 0 | 0
2 | Transportation | Rs./KL | 0 | 0 | 0 | 0 | 0 | 0 | 0 | 0 |  | 0 | 0
3 | Insurance | Rs./KL | 0 | 0 | 0 | 0 | 0 | 0 | 0 | 0 |  | 0 | 0
4 | Local Transportation | Rs./KL | 0 | 0 | 0 | 0 | 0 | 0 | 0 | 0 |  | 0 | 0
5 | Taxes | Rs./KL | 0 | 0 | 0 | 0 | 0 | 0 | 0 | 0 |  | 0 | 0
6 | Duties SED | Rs./KL | 0 | 0 | 0 | 0 | 0 | 0 | 0 | 0 |  | 0 | 0
7 | Royalty Charges | Rs./KL | 0 | 0 | 0 | 0 | 0 | 0 | 0 | 0 |  | 0 | 0
8 | Others STC | Rs./KL | 0 | 0 | 0 | 0 | 0 | 0 | 0 | 0 |  | 0 | 0
9 | Others | Rs./KL | 0 | 0 | 0 | 0 | 0 | 0 | 0 | 0 |  | 0 | 0
10 | Others | Rs./KL | 0 | 0 | 0 | 0 | 0 | 0 | 0 | 0 |  | 0 | 0
| Total LSHS | Rs./KL | 0 | 0 | 0 | 0 | 0 | 0 | 0 | 0 | 0 | 0 | 0 | 0 | 0 | 0 | 0 | 0
G | Oil - HSD
1 | Base Price | Rs./KL | 0 | 0 | 0 | 0 | 0 | 0 | 0 | 0 |  | 0 | 0
2 | Transportation | Rs./KL | 0 | 0 | 0 | 0 | 0 | 0 | 0 | 0 |  | 0 | 0
3 | Insurance | Rs./KL | 0 | 0 | 0 | 0 | 0 | 0 | 0 | 0 |  | 0 | 0
4 | Local Transportation | Rs./KL | 0 | 0 | 0 | 0 | 0 | 0 | 0 | 0 |  | 0 | 0
5 | Taxes (CST/VAT/GST) | Rs./KL | 0 | 0 | 0 | 0 | 0 | 0 | 0 | 0 |  | 0 | 0
6 | Duties SED | Rs./KL | 0 | 0 | 0 | 0 | 0 | 0 | 0 | 0 |  | 0 | 0
7 | Royalty Charges | Rs./KL | 0 | 0 | 0 | 0 | 0 | 0 | 0 | 0 |  | 0 | 0
8 | Others STC | Rs./KL | 0 | 0 | 0 | 0 | 0 | 0 | 0 | 0 |  | 0 | 0
9 | Others (Additional VAT) | Rs./KL | 0 | 0 | 0 | 0 | 0 | 0 | 0 | 0 |  | 0 | 0
10 | Others | Rs./KL | 0 | 0 | 0 | 0 | 0 | 0 | 0 | 0 |  | 0 | 0
| Total HSD | Rs./KL | 0 | 0 | 0 | 0 | 0 | 0 | 0 | 0 | 0 | 0 | 0 | 0 | 0 | 0 | 0 | 0

## F2.4
Maharashtra State Power Generation Company Ltd.
MYT Petition Formats for Bhusawal Units 4&5
Form 2.4: Interest on Working Capital - Thermal Generation
A) FY 2022-23, FY 2023-24 & FY 2024-25
(Rs. Crore)
Sr. No. | Particulars | Norm | FY 2022-23 |  | FY 2023-24 |  | FY 2024-25
|  |  | MTR Order | Revised Normative | MTR Order | Revised Normative | MTR Order | Revised Normative
1 | Target Availability (%) |  | 85% | 85% | 85% | 85% | 85% | 85%
1.1 | In High Demand Season
| Peak Hours |  |  | 0.81354 |  | 0 |  | 0
| Off-Peak Hours |  |  | 0.81367 |  | 0 |  | 0
1.2 | In Low Demand Season
| Peak Hours |  |  | 0.75529 |  | 0 |  | 0
| Off-Peak Hours |  |  | 0.74523 |  | 0 |  | 0
2 | Scheduled Generation (MU)
3 | Projected Generation (MU)
4 | Cost of Coal/Lignite and Limestone towards stock, if applicable 1 | 30 | 186.9534 | 183.0033 | 211.4281 | 191.4086 | 213.4964 | 201.784
5 | Cost of coal or lignite and Limestone 1 | 30 | 186.9534 | 183.0033 | 211.4281 | 191.4086 | 213.4964 | 201.784
6 | Cost of Oil towards stock, if applicable 2
7 | Cost of Oil 2 | 2 | 2.8124 | 2.9729 | 4.0266 | 3.0035 | 4.0758 | 3.1496
8 | Cost of Secondary Fuel Oil1
9 | Fuel Cost3
10 | Liquid Fuel Stock3
11 | O&M Expenses | 1 | 20.7747 | 21.5965 | 21.4262 | 25.4615 | 22.0964 | 25.4984
12 | Maintenance Spares (% of Opg GFA) | 1% | 66.858 | 67.3991 | 67.0467 | 67.5353 | 67.1256 | 67.7011
13 | Receivables | 45 | 410.5668 | 418.6216 | 447.0698 | 671.736 | 452.1686 | 732.9274
14 | Less: Payables for Fuel4 | 30 | 1.1718 | 1.4661 | 1.6778 | 1.4771 | 1.6983 | 1.5532
15 | Total Working Capital requirement |  | 873.7468 | 875.1305 | 960.7478 | 1149.0763 | 970.7611 | 1231.2913
16 | Computation of Working Capital Interest
17 | Interest Rate (%) - SBI Base Rate +150 basis points |  | 9.45% | 9.299% | 9.45% | 10.07% | 9.45% | 10.45%
18 | Interest on Working Capital |  | 82.5691 | 81.3764 | 90.7907 | 115.6564 | 91.7369 | 128.6699
19 | Actual IoWC |  |  | 174.0821 |  | 214.7084
Note:
1 | For Coal based/Lignite based generating stations
2 | For Oil based generating stations
3 | For Gas Turbine/Combined Cycle generating stations duly taking into account the mode of operation on gas fuel and liquid fuel
4 | * - Truing Up for FY 2019-20 to be done under MERC MYT Regulations 2015 with reference to amounts approved in the MYT Order for FY 2020-21 to FY 2024-25
5 | Petitioner should submit documentary evidence for actual interest on working capital incurred
B) Fifth Control Period
(Rs. Crore)
Sr. No. | Particulars | Norm | FY 2025-26 | FY 2026-27 | FY 2027-28 | FY 2028-29 | FY 2029-30
|  |  | Projected | Projected | Projected | Projected | Projected
1 | Target Availability (%)
1.1 | In High Demand Season
Peak Hours
Off-Peak Hours
1.2 | In Low Demand Season
Peak Hours
Off-Peak Hours
2 | Scheduled Generation (MU)
3 | Projected Generation (MU)
3 | Cost of Coal/Lignite and Limestone towards stock, if applicable 1 | 20 | 167.0966 | 175.4547 | 183.724 | 193.442 | 203.1141
4 | Cost of coal or lignite and Limestone 1 | 30 | 250.6449 | 263.182 | 275.5861 | 290.163 | 304.6712
5 | Cost of Oil towards stock, if applicable 2
6 | Cost of Oil 2 | 2 | 3.5534 | 3.7311 | 3.9176 | 4.1135 | 4.3192
7 | Cost of Secondary Fuel Oil1
8 | Fuel Cost3
9 | Liquid Fuel Stock3
10 | O&M Expenses | 1 | 29.651 | 31.0446 | 62.3616 | 64.6585 | 67.0493
11 | Maintenance Spares | 1% | 67.9453 | 68.5344 | 71.3067 | 72.5263 | 74.2396
12 | Receivables | 45 | 515.6832 | 514.0366 | 588.187 | 616.2601 | 643.4662
13 | Less: Payables for Fuel4 | 30 | 1.7524 | 1.84 | 1.9267 | 2.0286 | 2.13
14 | Total Working Capital requirement |  | 1032.822 | 1054.1433 | 1183.1563 | 1239.1349 | 1294.7295
13 | Computation of Working Capital Interest
14 | Interest Rate (%) - SBI Base Rate +150 basis points |  | 10.45% | 10.45% | 10.45% | 10.45% | 10.45%
15 | Interest on Working Capital |  | 107.9299 | 110.158 | 123.6398 | 129.4896 | 135.2992
16 | Actual IoWC |  | 0 | 0 | 0 | 0 | 0
Interest on Working capital - towards Emission Control System
| Particulars | UoM | FY 2025-26 | FY 2026-27 | FY 2027-28 | FY 2028-29 | FY 2029-30
|  |  | Projected | Projected | Projected | Projected | Projected
| Cost of limestone/reagent towards stock - 20 days | 20 | 0 | 0 | 2.1028 | 2.4088 | 2.4088
| Advance payment for 30 days towards cost of reagent - 30 days | 30 | 0 | 0 | 3.1541 | 3.6132 | 3.6132
| Normative O&M expense in respect of Emission Control system for one month | 1 | 0 | 0.67121 | 1.4005 | 1.4612 | 1.5245
| Maintenance Spares (% of capitalisation) | 1% | 0 | 3.8601 | 7.7202 | 7.7202 | 7.7202
| Total Working Capital Requirement - ECS |  | 0 | 4.5313 | 14.3776 | 15.2035 | 15.2667
| Rate of IoWC | % | 10.45% | 10.45% | 10.45% | 10.45% | 10.45%
| Interest on Working Capital - ECS |  | 0 | 0.47352 | 1.5025 | 1.5888 | 1.5954

## F2.5
Maharashtra State Power Generation Company Ltd. | [8 empty] | Maharashtra State Power Generation Company Ltd.
MYT Petition Formats for Bhusawal Units 4&5 | [8 empty] | MYT Petition Formats for Bhusawal Units 4&5
Form 2.5: Operational Parameters - Hydel Generation | [8 empty] | Form 2.5: Operational Parameters - Hydel Generation
Sr. No. | Particulars | Units | FY 2022-23 |  |  | FY 2023-24 |  |  | FY 2024-25 |  |  |  | Ensuing Years |  |  |  |  | Remarks
|  |  | MYT Order | April-March (Audited ) | True-Up requirement | MTR Order | April-March (Audited ) | True-Up requirement | MTR Order | Apr-Sep (Actual) | Oct-Mar (Estimated) | April - March (Estimated) | FY 2025-26 | FY 2026-27 | FY 2027-28 | FY 2028-29 | FY 2029-30
|  |  | (a) | (b) | (c) = (b) - (a) | (d) | (e) | (f) = (e) - (d) | (j) | (k) | (l) | (m) = (k)+(l) | Projected | Projected | Projected | Projected | Projected
1 | Operational Parameters |  | Not Applicable for Thermal Power Plant | [5 empty] | Not Applicable for Thermal Power Plant
1.1 | Total Capacity | MW
1.2 | NAPAF | %
1.3 | Actual/Projected Annual Plant Availability Factor | %
1.4 | Design Energy | MU
1.5 | Gross Generation | MU
1.6 | Auxiliary Energy Consumption | %
1.7 | Auxiliary Energy Consumption | MU
1.8 | Net Generation | MU

## F2.6
Maharashtra State Power Generation Company Ltd. | [8 empty] | Maharashtra State Power Generation Company Ltd.
MYT Petition Formats for Bhusawal Units 4&5 | [8 empty] | MYT Petition Formats for Bhusawal Units 4&5
Form 2.6: Capacity Charge & Energy Charge Rate - Hydel Generation | [8 empty] | Form 2.6: Capacity Charge & Energy Charge Rate - Hydel Generation
Sr. No. | Particulars | Legend | FY 2022-23 |  |  | FY 2023-24 |  |  | FY 2024-25 |  |  |  |  | Ensuing Years |  |  |  |  | Remarks
|  |  | MTR Order | April-March (Audited ) | True-Up requirement | MTR Order | April-March (Audited ) | True-Up requirement | MTR Order | Apr-Sep (Actual) | Oct-Mar (Estimated) | April - March (Estimated) | Provisional True-Up requirement | FY 2025-26 | FY 2026-27 | FY 2027-28 | FY 2028-29 | FY 2029-30
|  |  | (a) | (b) | (c) = (b) - (a) | (d) | (e) | (f) = (e) - (d) | (j) | (k) | (l) | (m) = (k)+(l) | (n) = (m) - (j) | Projected | Projected | Projected | Projected | Projected
1 | Annual Fixed Cost for Hydel Generating Station (Rs. Crore) | a | Not Applicable for Thermal Power Plant | [5 empty] | Not Applicable for Thermal Power Plant
2 | NAPAF (%) | b
3 | Actual Availability (%) | c
4 | Capacity Charges (Rs. Crore) | d=0.50*a*c/b
5 | Design Energy (MU) | e
6 | Auxiliary Consumption (%) | f
7 | Net Design Energy (MU) | g=e*(1-f)
8 | Energy Charge Rate (Rs. kWh) | h=0.50*a/g

## F2.7
Maharashtra State Power Generation Company Ltd.
MYT Petition Formats for Bhusawal Units 4&5
Form 2.7: Interest on Working Capital - Hydel Generation
A) FY 2022-23
(Rs. Crore)
Sr. No. | Particulars | Norm | FY 2022-23 |  | Norm | FY 2023-24 |  | Norm | FY 2024-25
|  |  | MYT Order* | Revised Normative |  | MYT Order* | Revised Normative |  | MYT Order* | Revised Normative
1 | O&M expenses | Not Applicable for Thermal Power Plant |  |  | Not Applicable for Thermal Power Plant |  |  | Not Applicable for Thermal Power Plant
2 | Maintenance Spares
3 | Receivables
4 | Total Working Capital requirement
5 | Computation of working capital interest
6 | Interest Rate (%) - SBI Base Rate +150 Basis Points
7 | Interest on Working Capital
8 | Actual Working Capital Interest
Notes:
1 | * - In case MYT Order is yet to be issued, then MTR Order values to be captured under this column
2 | Petitioner should submit documentary evidence for actual interest on working capital incurred
3 | Submit this form for each station separately
B) Fifth Control Period
Sr. No. | Particulars | Norms | FY 2025-26 |  | FY 2026-27 |  | FY 2027-28 |  | FY 2028-29 |  | FY 2029-30
|  |  | MYT Order* | Revised Normative | MYT Order* | Revised Normative | MYT Order* | Revised Normative | MYT Order* | Revised Normative | MYT Order* | Revised Normative
1 | O&M expenses |  | Not Applicable for Thermal Power Plant
2 | Maintenance Spares
3 | Receivables#
4 | Total Working Capital requirement
5 | Computation of working capital interest
6 | Interest Rate (%) - SBI Base Rate +150 Basis Points
7 | Interest on Working Capital

## F2.8
Maharashtra State Power Generation Company Ltd.
MYT Petition Formats for Bhusawal Units 4&5
Form 2.8: Planned & Forced Outages
S.No. | Particulars | FY 2022-23 |  | FY 2023-24 |  | FY 2024-25 |  |  |  | FY 2023-24 |  | FY 2024-25 |  | Remarks
|  | MYT Order* | April-March (Audited ) | MYT Order | April-March (Audited ) | MYT Order | Apr-Sep (Actual) | Oct-Mar (Estimated) | April - March (Estimated) | MYT Order | Revised Projections | MYT Order | Revised Projections
|  | (a) | (b) | (c) | (d) | (g) | (h) | (i) | (j) = (h) + (i) | (k) | (l) | (m) | (n)
1 | Unit 1 / Station 1 | ATTACHED SEPARATELY
A. | Planned Outages
No of days of outage
Period of Outage
Reasons for Outage
B. | Forced Outages
No of days of outage
Period of Outage
Reasons for Outage
2 | Unit 2 / Station 2
……
……
…….

## F3
Maharashtra State Power Generation Company Ltd. | [11 empty] | Maharashtra State Power Generation Company Ltd.
MYT Petition Formats for Bhusawal Units 4&5 | [11 empty] | MYT Petition Formats for Bhusawal Unit 3
Form 3: Summary of Operations and Maintenance Expenses | [11 empty] | Form 3: Summary of Operations and Maintenance Expenses
(Rs. Crore)
Sr. No. | Particulars | Reference | FY 2022-23 |  |  |  | FY 2023-24 |  |  |  | FY 2024-25 | [5 empty] | Ensuing Years |  |  |  |  | Remarks
|  |  | MTR Order | To be approved | April-March (Audited ) | True-Up requirement | MTR Order* | To be approved | April-March (Audited ) | True-Up requirement | MTR Order* | To be approved | April-March (Audited ) | True-Up requirement | MTR Order* | To be approved | Apr-Sep (Actual) | Oct-Mar (Estimated) | April - March (Estimated) | Provisional True-Up requirement | FY 2029-30
|  |  |  | (a) | (b) | (c) = (b) - (a) | (a) | (b) | (c ) | (d) = (c) - (b) | (e) | (f) | (g) | (h) = (g) - (f) | (i) | (j) | (k) | (l) | (m) = (k)+(l) | (n) = (m) - (j) | Projected
1 | O&M Expenses | Form 3.1 |  | 214.8442 | 258.419 | 43.5748 |  | 222.7345 | 294.2103 | 71.4758 |  | 230.8548 | 150.5 | 150.5 | 301 | 70.1452 | 286 | 301 | 316.8 | 333.4 | 350.9
2 | Employee Expenses | Form 3.2 | 214.7013 | 214.8442 | 111.2763 | 43.5748 | 222.5195 | 222.7345 | 127.031 | 71.4758 | 230.5621 | 230.8548 | 45.1381 | 47.0026 | 92.1408 | 26.3623 | 286 | 301 | 316.8 | 333.4 | 350.9
3 | A&G Expenses | Form 3.3 |  |  | 35.131 |  |  |  | 53.5901 |  |  |  | 14.7435 | 34.8094 | 49.5528
4 | R&M Expenses | Form 3.4 |  |  | 112.0117 |  |  |  | 113.5892 |  |  |  | 48.4374 | 67.0862 | 115.5235
5 | Pay Revision Impact | [6 empty] | 22.8852 | 22.8852 |  |  | 23.8822 | 11.9411 | 11.9411 | 23.8822 |  | 24.9227 | 26.0085 | 27.1416 | 28.324 | 29.558
6 | Total O&M Expense capitalised |  |  |  | 0 | 0 |  |  | 0 | 0 |  |  | 0 | 0 | 0 | 0
7 | Opex Schemes |  |  |  |  | 0 |  |  |  | 0 |  |  |  |  | 0 | 0
8 | Total Operation & Maintenance Expenses (Net of Capitalisation) |  | 214.7013 | 214.8442 | 258.419 | 43.5748 | 222.5195 | 245.6197 | 317.0955 | 71.4758 | 230.5621 | 254.737 | 120.2601 | 160.8393 | 281.0993 | 26.3623 | 310.9227 | 327.0085 | 343.9416 | 361.724 | 380.458
| Particulars | Escalation | Apr-Sep (Actual) | Oct-Mar (Estimated) | April - March (Estimated) | Provisional True-Up requirement | FY 2029-30
O&M Expenses towards Emission Control System (ECS)
| Capitalisation towards FGD (excl. IDC) |  | 0 | 386.01 | 386.01 | 0 | 0
Capitalisation towards SCR (excl. IDC)
| Total Cummulative capitalisation towards ECS (excl. IDC) |  | 0 | 386.01 | 772.02 | 772.02 | 772.02
2% | O&M Expenses towards Emission Control System (ECS) | 4.33% | 0 | 8.0545 | 16.8065 | 17.5342 | 18.2934

## F3.1
Maharashtra State Power Generation Company Ltd.
MYT Petition Formats for Bhusawal Units 4&5
Form 3.1: Operation and Maintenance Expenses - Normative
A. For Existing Generating Stations
(Rs. Crore)
Sr. No. | Particulars | Trued up O&M expense* |  |  |  |  | 5-Year Average | Normative# | Ensuing Years | [9 empty] | Remarks
|  | FY 2019-20 | FY 2020-21 | FY 2021-22 | FY 2022-23 | FY 2023-24 |  | FY 2024-25 | FY 2025-26 |  | FY 2026-27 |  | FY 2027-28 |  | FY 2028-29 |  | FY 2029-30
|  | (a) | (b) | (c) | (d) | (e) | (f) = [(a)+(b)+(c)+(d)+(e)]/5 | (g) | Normative | Projected | Normative | Projected | Normative | Projected | Normative | Projected | Normative | Projected |  | Year | Esc Rate
1 | Employee Expenses | [7 empty] | 286 | 286 | 301 | 301 | 316.8 | 316.8 | 333.4 | 333.4 | 350.9 | 350.9 |  | FY 2022-23 | 4.884%
2 | A&G Expenses (including insurance and excluding Water Charges) | [18 empty] | FY 2023-24 | 4.357%
3 | R & M Expenses | [18 empty] | FY 2024-25 | 4.357%
4 | Pay Revisiosn Impact | [7 empty] | 24.9227 | 24.9227 | 26.0085 | 26.0085 | 27.1416 | 27.1416 | 28.324 | 28.324 | 29.558 | 29.558 |  | FY 2025-26 | 4.357%
5 | Total O&M Expenses | [7 empty] | 310.9227 | 310.9227 | 327.0085 | 327.0085 | 343.9416 | 343.9416 | 361.724 | 361.724 | 380.458 | 380.458 |  | FY 2026-27 | 4.357%
6 | Sharing of Gains/(Losses) | [18 empty] | FY 2027-28 | 4.357%
7 | Total O&M Expenses after sharing of Gains/(losses) | [7 empty] | 310.9227 | 310.9227 | 327.0085 | 327.0085 | 343.9416 | 343.9416 | 361.724 | 361.724 | 380.458 | 380.458 |  | FY 2028-29 | 4.357%
[20 empty] | FY 2029-30 | 4.357%
[12 empty] | (Rs. Crore) | [9 empty] | (Rs. Crore)
Sr. No. | Particulars | [6 empty] | Ensuing Period |  |  |  |  | Remarks
|  | FY 2022-23 |  | FY 2023-24 |  | FY 2024-25 |  | FY 2025-26 | FY 2026-27 | FY 2027-28 | FY 2028-29 | FY 2029-30
|  | MTR Order | Actual | MTR Order | Actual | MTR Order | Projected | Projected | Projected | Projected | Projected | Projected
1 | Water Charges | 3.14 | 9.1935 | 3.14 | 20.1114 | 3.14 | 20.1114 | 5.0824 | 5.7199 | 364.5907 | 374.3714 | 384.326
Note:
B. For New Generating Stations & Generating Stations that achieved COD after 26.8.2005
Sr. No. | Particulars | Unit | Ensuing Years |  |  |  |  | Remarks
|  |  | FY 2025-26 | FY 2026-27 | FY 2027-28 | FY 2028-29 | FY 2029-30
|  |  | Projected | Projected | Projected | Projected | Projected
A | O&M Norms specified by the Commission
1 | 200/210/250 MW sets | Rs. Lakh/MW | 41.33 | 43.12 | 44.99 | 46.94 | 48.97
2 | 300/330/350 MW | Rs. Lakh/MW | 30.24 | 31.35 | 32.49 | 33.66 | 34.86
3 | 500 MW sets | Rs. Lakh/MW | 28.6 | 30.1 | 31.68 | 33.34 | 35.09
4 | 600 MW sets | Rs. Lakh/MW | 24.21 | 25.26 | 26.36 | 27.5 | 28.69
5 | 800 MW sets & above | Rs. Lakh/MW
B | Installed Capacity
1 | 200/210/250 MW sets | MW
2 | 300/330/350 MW | MW
3 | 500 MW sets | MW | 1000 | 1000 | 1000 | 1000 | 1000
4 | 600 MW sets | MW
5 | 800 MW sets & above | MW
C | O&M Expenses
1 | 200/210/250 MW sets | Rs. Crore | 0 | 0 | 0 | 0 | 0
2 | 300/330/350 MW | Rs. Crore | 0 | 0 | 0 | 0 | 0
3 | 500 MW sets | Rs. Crore | 286 | 301 | 316.8 | 333.4 | 350.9
4 | 600 MW sets | Rs. Crore | 0 | 0 | 0 | 0 | 0
5 | 800 MW sets & above | Rs. Crore | 0 | 0 | 0 | 0 | 0
C. Opex Schemes
(Rs. Crore)
Sr. No. | Particulars | FY 2022-23 |  |  | FY 2023-24 |  |  | FY 2024-25 |  |  |  |  | Ensuing Years |  |  |  |  | Remarks
|  | MYT Order | April-March (Audited ) | True-Up requirement | MYT Order | April-March (Audited ) | True-Up requirement | MYT Order | Apr-Sep (Actual) | Oct-Mar (Estimated) | April - March (Estimated) | Provisional True-Up requirement | FY 2025-26 | FY 2026-27 | FY 2027-28 | FY 2028-29 | FY 2029-30
|  | (a) | (b) | (c) = (b) - (a) | (d) | (e) | (f) = (e) - (d) | (g) | (h) | (i) | (j) = (h)+(i) | (k) = (j) - (g) | Projected | Projected | Projected | Projected | Projected
1 | System Automation |  |  | 0 |  |  | 0 |  |  |  | 0 | 0
2 | New Technology |  |  | 0 |  |  | 0 |  |  |  | 0 | 0
3 | I.T. Implementation |  |  | 0 |  |  | 0 |  |  |  | 0 | 0
…. |  |  |  | 0 |  |  | 0 |  |  |  | 0 | 0

## F3.2
Maharashtra State Power Generation Company Ltd.
MYT Petition Formats for Bhusawal Units 4&5
Form 3.2: Employee Expenses
A. Expenditure details
(Rs. Crore)
S.No. | Particulars | FY 2022-23 | FY 2023-24 | FY 2024-25
|  | April-March (Audited ) | April-March (Audited ) | Apr-Sep (Actual) | Oct-Mar (Estimated) | April - March (Estimated)
|  | (a) | (b) | (d) | (e ) | (f)=(d)+(e )
1 | Basic Salary | 54.3176 | 49.3748 | 25.0516 | 26.0868 | 51.1384
2 | Dearness Allowance (DA) | 17.7648 | 16.371 | 9.7835 | 10.1878 | 19.9712
3 | Allowances | 6.262 | 5.1384 | 2.1879 | 2.2776 | 4.4655
4 | Conveyance Allowance |  |  |  |  | 0
5 | Leave Travel Allowance |  |  |  |  | 0
6 | Earned Leave Encashment | 8.7204 | 19.1931 | 2.9164 | 3.0369 | 5.9533
7 | Other Allowances |  |  |  |  | 0
8 | Medical Reimbursement |  |  |  |  | 0
9 | Overtime Payment |  |  |  |  | 0
10 | Bonus/Ex-Gratia Payments |  |  |  |  | 0
11 | Interim Relief / Wage Revision |  |  |  |  | 0
12 | Staff welfare expenses | 2.4931 | 2.5768 | 1.0574 | 1.1011 | 2.1585
13 | VRS Expenses/Retrenchment Compensation |  |  |  |  | 0
14 | Commission to Directors |  |  |  |  | 0
15 | Training Expenses |  |  |  |  | 0
16 | Payment under Workmen's Compensation Act |  |  |  |  | 0
17 | Net Employee Costs |  |  |  |  | 0
18 | Terminal Benefits |  |  |  |  | 0
18.1 | Provident Fund Contribution | 7.2574 | 6.252 | 3.4277 | 3.5693 | 6.997
18.2 | Provision for PF Fund |  |  |  |  | 0
18.3 | Pension Payments |  |  |  |  | 0
18.4 | Gratuity Payment | 6.4045 | 15.3347 | 0 | 0 | 0
19 | Others | 0.063966 | 0 | 0 | 0 | 0
20 | Other Employee Benefits | 2.3839 | 2.5576 | 0.7137 | 0.74319 | 1.4569
21 | Allocation : HO/SE Coal/WM | 5.6086 | 10.2326 | 0 | 0 | 0
22 | Gross Employee Expenses | 111.2763 | 127.031 | 45.1381 | 47.0026 | 92.1408
23 | Less: Expenses Capitalised |  |  |  |  | 0
24 | Net Employee Expenses | 111.2763 | 127.031 | 45.1381 | 47.0026 | 92.1408
25 | Add : Pay Revision Component | 0 | 0
26 | Total Employee Expense incl. Pay Revision arrears | 111.2763 | 127.031 | 45.1381 | 47.0026 | 92.1408
B. Details of number of employees
(Numbers)
Sr. No. | Particulars | FY 2022-23 | FY 2023-24 | FY 2024-25
|  | April-March (Audited ) | April-March (Audited ) | Apr-Sep (Actual) | Oct-Mar (Estimated) | April - March (Estimated)
|  | (a) | (b) | (d) | (e ) | (f)=(d)+(e )
A | Officer/Managerial Cadre
1 | Technical | 36 | 61 | 61 | 61 | 61
2 | Administrative | 0 | 0 | 0 | 0 | 0
3 | Accounts and finance | 0 | 0 | 0 | 0 | 0
4 | Other (Please specify) | 0 | 0 | 0 | 0 | 0
|  |  |  | 0 | 0 | 0
B | Staff Cadre |  |  | 0 | 0 | 0
5 | Technical |  |  | 0 | 0 | 0
5.1 | Grade I | 36 | 61 | 61 | 61 | 61
5.2 | Grade II | 142 | 142 | 142 | 142 | 142
5.3 | Grade III | 464 | 460 | 460 | 460 | 460
5.4 | Grade IV | 0 | 0 | 0 | 0 | 0
|  |  |  | 0 | 0 | 0
6 | Administrative |  |  | 0 | 0 | 0
6.1 | Grade I | 0 | 0 | 0 | 0 | 0
6.2 | Grade II | 0 | 0 | 0 | 0 | 0
6.3 | Grade III | 0 | 0 | 0 | 0 | 0
6.4 | Grade IV | 0 | 0 | 0 | 0 | 0
|  |  |  | 0 | 0 | 0
7 | Accounts and finance |  |  | 0 | 0 | 0
7.1 | Grade I | 0 | 0 | 0 | 0 | 0
7.2 | Grade II | 0 | 0 | 0 | 0 | 0
7.3 | Grade III | 0 | 0 | 0 | 0 | 0
7.4 | Grade IV | 0 | 0 | 0 | 0 | 0
|  |  |  | 0 | 0 | 0
8 | Others (please specify) |  |  | 0 | 0 | 0
8.1 | Grade I | 15 | 23 | 23 | 23 | 23
8.2 | Grade II | 31 | 45 | 45 | 45 | 45
8.3 | Grade III | 46 | 26 | 26 | 26 | 26
8.4 | Grade IV | 27 | 27 | 27 | 27 | 27
| Total Employees | 761 | 784 | 784 | 784 | 784
Note on D33: MercadosEMI: Interest on Staff welfare fund claimed as Emp Expenses
Note on E33: MercadosEMI: Interest on Staff welfare fund claimed as Emp Expenses
Note on F33: MercadosEMI: Interest on Staff welfare fund claimed as Emp Expenses
Note on G33: MercadosEMI: Interest on Staff welfare fund claimed as Emp Expenses

## F3.3
Maharashtra State Power Generation Company Ltd.
MYT Petition Formats for Bhusawal Units 4&5
Form 3.3: Administration & General Expenses
(Rs. Crore)
Sr. No. | Particulars | FY 2022-23 | FY 2023-24 | FY 2024-25
|  | April-March (Audited ) | April-March (Audited ) | Apr-Sep (Actual) | Oct-Mar (Estimated) | April - March (Estimated)
|  | (a) | (b) | (d) | (e ) | (f)=(d)+(e )
1 | Rent | 0.83226 | 4.4614 | 0.1239 | 0.7434 | 0.86731
2 | Rent Rates & Taxes | 1.6879 | 7.3769 | 0.1771 | 1.0626 | 1.2397
3 | Insurance | 2.7462 | 2.7462 | 3.7247 | 7.8119 | 11.5365
4 | Telephone & Postage, etc. | 0.15714 | 0.12811 | 0.021766 | 0.045651 | 0.067417
5 | Legal charges & Audit fee | 0.015455 | 0.080083 | 0.024141 | 0.050632 | 0.074774
6 | Professional, Consultancy, Technical fee | 1.2004 | 1.6464 | 0.6538 | 1.3713 | 2.0251
7 | Conveyance & Travel | 3.6638 | 5.072 | 1.3185 | 2.7654 | 4.0839
8 | Electricity charges |  |  |  |  | 0
9 | Water charges |  |  |  |  | 0
10 | Security arrangements | 10.3328 | 18.8777 | 6.4434 | 15.569 | 22.0124
11 | Fees & subscription |  |  |  |  | 0
12 | Books & periodicals | 0.07919 | 0.24561 | 0.095541 | 0.20038 | 0.29592
13 | Computer Stationery |  |  |  |  | 0
14 | Printing & Stationery | 0.20645 | 0.48717 | -0.054987 | 0.48422 | 0.42923
15 | Advertisements |  |  |  |  | 0
16 | Purchase Related Advertisement Expenses |  |  |  |  | 0
17 | Contribution/Donations |  |  |  |  | 0
18 | License Fee and other related fee |  |  |  |  | 0
19 | Vehicle Running Expenses Truck / Delivery Van |  |  |  |  | 0
20 | Vehicle Hiring Expenses Truck / Delivery Van |  |  |  |  | 0
21 | Admin building Rent (Treatment is different as per IND AS) | 2.4829 | 1.3155 | 1.7023 | 3.6284 | 5.3307
22 | Outsourcing of metering and billing system |  |  |  |  | 0
23 | Freight On Capital Equipments |  |  |  |  | 0
24 | V-sat, Internet and related charges |  |  |  |  | 0
25 | Training |  |  |  |  | 0
26 | Bank Charges |  |  |  |  | 0
27 | Miscellaneous Expenses | 7.1662 | 0 | 0.025635 | 0.053765 | 0.0794
28 | Office Expenses |  |  |  |  | 0
29 | Others | 0.79049 | 1.1551 | 0.48769 | 1.0229 | 1.5105
30 | Group 79 and its allocation |  |  |  |  | 0
31 | Other Gen expenses-Security |  |  |  |  | 0
32 | Rescheduling charges | 0 | 0 | 0 | 0 | 0
33 | HO/SE Coal/WM | 3.7698 | 9.9979 | 0 | 0 | 0
34 | Gross A &G Expenses | 35.131 | 53.5901 | 14.7435 | 34.8094 | 49.5528
35 | Less: Expenses Capitalised
36 | Net A &G Expenses | 35.131 | 53.5901 | 14.7435 | 34.8094 | 49.5528
Note on D20: MercadosEMI: Other Gen expenses-Security
Note on D39: MercadosEMI: Fees
Note on E20: MercadosEMI: Other Gen expenses-Security
Note on E39: MercadosEMI: Fees
Note on F20: MercadosEMI: Other Gen expenses-Security
Note on F39: MercadosEMI: Fees
Note on G20: MercadosEMI: Other Gen expenses-Security
Note on G39: MercadosEMI: Fees

## F3.4
Maharashtra State Power Generation Company Ltd.
MYT Petition Formats for Bhusawal Units 4&5
Form 3.4: Repair & Maintenance Expenses
(Rs. Crore)
Sr. No. | Particulars | FY 2022-23 | FY 2023-24 | FY 2024-25 |  |  | Ensuing Years
|  | April-March (Audited ) | April-March (Audited ) | Apr-Sep (Actual) | Oct-Mar (Estimated) | April - March (Estimated) | FY 2025-26 | FY 2026-27 | FY 2027-28 | FY 2028-29 | FY 2029-30
|  | (a) | (b) | (d) | (e ) | (f)=(d)+(e ) | Projected | Projected | Projected | Projected | Projected
1 | Plant & Machinery | 112.5062 | 110.5651 | 48.4252 | 67.0693 | 115.4944
2 | Civil/Hydraulic, building | 0.0045921 | 0.00049366 | 0 | 0 | 0
3 | Pollution control Exp | 0 | 0.0037001 | 0 | 0 | 0
4 | Hydraulic Works |  |  |  |  | 0
5 | Lines & Cable Networks | 0.059412 | 0.0014939 | 0.012196 | 0.016892 | 0.029088
6 | Vehicles |  |  |  |  | 0
7 | Furniture & Fixtures |  |  |  |  | 0
8 | Office Equipment |  |  |  |  | 0
9 | Income of LD recovery-Reduced from R& M | -1.9773 | -0.38618 | 0 | 0
10 | Material Variance cost - O & M | -0.21097 | 0.23192 | 0 | 0
11 | HO/SE Coal/WM | 1.6297 | 3.1726 | 0 | 0
12 | Gross R&M Expenses | 112.0117 | 113.5892 | 48.4374 | 67.0862 | 115.5235
14 | Gross Fixed Assets at beginning of year | 6739.9097 | 6753.5285 | 6770.1113 | 6770.1113 | 6770.1113 | 6794.5261 | 6853.4361 | 7130.6686 | 7252.6266 | 7423.96
15 | R&M Expenses as % of GFA at beginning of year | 1.662% | 1.682% | 0.7155% | 0.9909% | 1.706% | 0% | 0% | 0% | 0% | 0%
Note on C19: MercadosEMI: Added

## F4
Maharashtra State Power Generation Company Ltd.
MYT Petition Formats for Bhusawal Units 4&5
Form 4: Summary of Capital Expenditure and Capitalisation
(Rs. Crore)
Sr. No. | Particulars | FY 2022-23 |  |  | FY 2023-24 |  |  | FY 2024-25 |  |  |  |  | Ensuing Years |  |  |  |  | Remarks
|  | MTR Order | April-March (Audited ) | True-Up requirement | MTR Order | April-March (Audited ) | True-Up requirement | MTR Order | Apr-Sep (Actual) | Oct-Mar (Estimated) | April - March (Estimated) | Provisional True-Up requirement | FY 2025-26 | FY 2026-27 | FY 2027-28 | FY 2028-29 | FY 2029-30
|  | (a) | (b) | (c) = (b) - (a) | (d) | (e) | (f) = (e) - (d) | (j) | (k) | (l) | (m) = (k)+(l) | (n) = (m) - (j) | Projected | Projected | Projected | Projected | Projected
1 | Capital Expenditure |  | 14.829 |  |  | 10.8339 |  |  |  |  | 164.5185 |  | 811.31 | 532.6 | 243 | 257 | 145
2 | Capitalisation | 18.87 | 13.9194 | -4.9506 | 7.89 | 16.5829 | 8.6929 | 481.48 | 1.25 | 23.1648 | 24.4148 | -457.0652 | 58.91 | 277.2325 | 121.958 | 171.3333 | 145
3 | IDC |  |  | 0 |  |  | 0 |  |  |  | 0 | 0
4 | Capitalisation + IDC | 18.87 | 13.9194 | -4.9506 | 7.89 | 16.5829 | 8.6929 | 481.48 | 1.25 | 23.1648 | 24.4148 | -457.0652 | 58.91 | 277.2325 | 121.958 | 171.3333 | 145
|  |  | 0 |  |  | 0 |  |  |  |  | 0 |  | 0 | 0 | 0 | 0 | 0
Note:
Detailed Justification shall be provided for variation in approved capital expenditure and capitalisation vis-a-vis actual capital expenditure and capitalisation

## F4.1
MSPGCL: Bhusawal U # 4-5
MTR Petition Formats - Generation
| Project Details |  |  |  |  | Form 4.1: Capital Expenditure Plan | [11 empty] | (Rs. Crore)
Sr. No. | Project Code | Project Title | MERC Approval No. | MERC Approval Date | Project Purpose | Project Start Date |  |  | Project Completion date (Scheduled) |  |  | Capital Cost
[6 empty] | Original | Revised | Actual | Original | Revised | Actual | Approved | Actual Capital Cost Incurred | Deviation = Approved - Actual on account of
[14 empty] | Change in Scope of Work (a) | Material Cost (b) | IDC (c) | Others (d) | Total Deviation (a+b+c+d)
A) DPR Schemes
(i) Submitted to MERC
7 | Interconnection of 210 MW CHP to 500 MW CHP through Conveyors BC-02 & BC-03 having capacity of 500 TPH | DPR | MERC/CAPEX/20162017/00227 | 2016-05-24 |  | 2016-05-24 |  | - | - |  | - | 0 | 0 |  | 0 |  |  | 0
7.1 | Interconnection of 210 MW CHP to 500 MW CHP through Conveyors BC-02 & BC-03 having capacity of 500 TPH | Scheme | MERC/CAPEX/20162017/00227 | 2016-05-24 |  | 2016-05-24 |  | 05.12.2016 | 2018-05-24 |  | 2019-04-03 | 22.73 | 19.1067 |  | 3.6233 |  |  | 3.6233
0 | IDC | IDC | MERC/CAPEX/20162017/00227 | 2016-05-24 |  | 2016-05-24 |  | - | - |  | - | 1.27 | 0 |  | 1.27 |  |  | 1.27
8 | Stack management by procurement of Bulldozer & LOCO and CHP area schemes for performance & unloading improvement | DPR | MERC/CAPEX/20162017/01426 | 2017-02-02 |  | 2017-02-02 |  | - | - |  | - | 0 | 0 |  | 0 |  |  | 0
8.1 | Procurement of Locomotive 800 HP (2 No.’s) | Scheme | MERC/CAPEX/20162017/01426 | 2017-02-02 |  | 2017-02-02 |  | 2018-06-11 | 2018-02-02 |  | 1st loco - 01-12-2018 2nd loco - 26-03-2019 | 4.9504 | 4.8261 |  | 0.12433 |  |  | 0.12433
8.2 | Procurement of 2 No’s of Bulldozer Model D-155(2 No.’s) | Scheme | MERC/CAPEX/20162017/01426 | 2017-02-02 |  | 2017-02-02 |  | 2017-06-17 | 2018-02-02 |  | 2017-09-13 | 2.562 | 3.4747 |  | -0.91273 |  |  | -0.91273
8.3 | Modification below primary crusher chutes 15A/B & Conv.02 | Scheme | MERC/CAPEX/20162017/01426 | 2017-02-02 |  | 2017-02-02 |  | 2018-01-21 | 2019-02-02 |  | 2018-02-01 | 0.42975 | 0.38033 |  | 0.049421 |  |  | 0.049421
8.4 | New helical gear box for various conveyors | Scheme | MERC/CAPEX/20162017/01426 | 2017-02-02 |  | 2017-02-02 |  | - | 2019-02-02 |  | - | 0.79339 | 0 |  | 0.79339 |  |  | 0.79339
8.5 | Procurement of Elecon Make Ring Granulator Type TK-09-38B | Scheme | MERC/CAPEX/20162017/01426 | 2017-02-02 |  | 2017-02-02 |  | - | 2019-02-02 |  | - | 0.53719 | 0 |  | 0.53719 |  |  | 0.53719
8.6 | Procurement of Elecon Make Ring Granulator Type TK6 32B Ring Granulator | Scheme | MERC/CAPEX/20162017/01426 | 2017-02-02 |  | 2017-02-02 |  | - | 2019-02-02 |  | - | 0.33884 | 0 |  | 0.33884 |  |  | 0.33884
0 | IDC | IDC | MERC/CAPEX/20162017/01426 | 2017-02-02 |  | 2017-02-02 |  | - | - |  | - | 0.35537 | 0 |  | 0.35537 |  |  | 0.35537
9 | Construction of 1st raising of Ash bund from T.B.L. 258M to 264M at Bhusawal TPS | DPR | MERC/CAPEX/20172018/4267 | 2017-09-28 |  | 2017-09-28 |  | - | - |  | - | 0 | 0 |  | 0 |  |  | 0
9.1 | Construction of 1st raising of Ash bund from T.B.L. 258M to 264M at Bhusawal TPS | Scheme | MERC/CAPEX/20172018/4267 | 2017-09-28 |  | 2017-09-28 |  | 2017-10-27 | 2019-09-28 |  | 2019-04-20 | 64.22 | 64.4982 |  | -0.27824 |  |  | -0.27824
10 | Augmentation of Ash Evacuation System & Procurement of BCW Pump Motors at Bhusawal & Khaperkheda TPS 500 MW Units | DPR | MERC/CAPEX/20172018/4782 | 2017-11-28 |  | 2017-11-28 |  | - | - |  | - | 0 | 0 |  | 0 |  |  | 0
10.1 | Installation of standby Buffer Hopper parallel to existing pair of buffer hoppers | Scheme | MERC/CAPEX/20172018/4782 | 2017-11-28 |  | 2017-11-28 |  | - | 2018-11-28 |  | - | 11.5 | 0 |  | 11.5 |  |  | 11.5
10.2 | Installation of additional vacuum pump for every two passes, near to intermediate hopper. | Scheme | MERC/CAPEX/20172018/4782 | 2017-11-28 |  | 2017-11-28 |  | - | 2018-11-28 |  | - | 0.6 | 0 |  | 0.6 |  |  | 0.6
10.3 | Procurement of 02 Nos of M/s Torishima, Japan make, 350 KW, 6.6KV, Boiler Circulating Water (BCW) Pump Motors (without pump casing) with 02 lots of recommended Electrical & C&I spares for Bhusawal and Khaparkheda TPS 500MW. | Scheme | MERC/CAPEX/20172018/4782 | 2017-11-28 |  | 2017-11-28 |  | 2018-03-19 | 2018-11-28 |  | 2019-09-24 | 4.24 | 4.6696 |  | -0.42964 |  |  | -0.42964
10.4 | Procurement of complete ACVF drive module comprising of 2 Nos. of Supply and 3 Nos. of Inverter modules for GEHO pumps | Scheme | MERC/CAPEX/20172018/4782 | 2017-11-28 |  | 2017-11-28 |  | 2018-10-22 | 2018-11-28 |  | 2019-07-17 | 0.95 | 0.92864 |  | 0.021357 |  |  | 0.021357
10.5 | Supply, erection and commissioning of 24VDC, 100A Float & Float cum Boost Battery Charger with 325Ah Battery Bank for CWPH at BTPS 2x500 MW. | Scheme | MERC/CAPEX/20172018/4782 | 2017-11-28 |  | 2017-11-28 |  | 2018-02-12 | 2018-11-28 |  | 2018-12-13 | 0.15 | 0.15788 |  | -0.007884 |  |  | -0.007884
0 | IDC | IDC | MERC/CAPEX/20172018/4782 | 2017-11-28 |  | 2017-11-28 |  | - | - |  | - | 0 | 0 |  | 0 |  |  | 0
11 | Various schemes for renovation of colony at Bhusawal TPS | DPR | MERC/CAPEX/20172018/0221 | 2018-02-12 |  | 2018-02-12 |  | - | - |  | - | 0 | 0 |  | 0 |  |  | 0
11.1 | Renovation of staff quarters & related work at BTPS Deepnagar | Scheme | MERC/CAPEX/20172018/0221 | 2018-02-12 |  | 2018-02-12 |  | a) 05-09-2018 b)05-09-2018 c) 16-11-2018 d) 16-11-2018 e)19-11-2018 | a) 05-06-2019 b) 05-09-2019 c) 16-11-2019 d) 16-11-2019 e) 19-05-2019 |  | a) 04-06-2019 b) 04-09-2019 c) 31-12-2019 d) 31-12-2019 e) 20-03-2020 | 7.021 | 5.4584 |  | 1.5626 |  |  | 1.5626
11.2 | Colony Internal Roads at BTPS, Deepnagar | Scheme | MERC/CAPEX/20172018/0221 | 2018-02-12 |  | 2018-02-12 |  | a) 15-05-2018 b) 13-08-2018 | a) 15-02-2019 b) 13-02-2019 |  | a) 20-12-2018 b) 12-02-2019 | 3.85 | 3.2501 |  | 0.59993 |  |  | 0.59993
11.3 | Water supply , sanitary & drainage works at BTPS, Deepnagar | Scheme | MERC/CAPEX/20172018/0221 | 2018-02-12 |  | 2018-02-12 |  | a) 07-08-2018 b) 23-11-2018 c) 16-11-2018 d) 16-11-2018 | a) 07-08-2019 b) 23-08-2019 c) 16-08-2019 d) 16-08-2019 |  | a) 06-08-2019 b) 25-07-2019 c) 31-12-2019 d) 31-12-2019 | 7.3 | 5.8361 |  | 1.4639 |  |  | 1.4639
11.4 | Plinth protection to existing buildings at BTPS, Deepnagar | Scheme | MERC/CAPEX/20172018/0221 | 2018-02-12 |  | 2018-02-12 |  | 2018-09-24 | 2019-06-24 |  | 2018-12-30 | 1.1631 | 0.91823 |  | 0.24489 |  |  | 0.24489
12 | Pipeline from River Water Pump House (RWPH) to aquaduct over Bhogawati River and Other allied power house road works under DPR scheme at BTPS, Bhusawal | DPR | MERC/CAPEX/2018-2019/0104 | 2019-04-04 |  | 2019-04-04 |  | - | - |  | - | 0 | 0 |  | 0 |  |  | 0
12.1 | Providing supplying laying, jointing, testing and commissioning of 1650 mm Ø ID 8 mm thick M.S. pipeline for raw water supply from RWPH to aquaduct over Bhogawati river at, BTPS, Bhusawal. | Scheme | MERC/CAPEX/2018-2019/0104 | 2019-04-04 |  | 2019-04-04 |  | - | 2020-04-04 |  | - | 7.257 | 0 |  | 7.257 |  |  | 7.257
12.2 | Construction of WBM and Bituminous road along inlet & outlet canals and concreate road along periphery of Major store at BTPS, Bhusawal. | Scheme | MERC/CAPEX/2018-2019/0104 | 2019-04-04 |  | 2019-04-04 |  | a) 20-08-2021 b) 27-03-2021 c) 01-12-2022 | 2020-04-04 |  | a) 10-04-2023 b) 25-04-2023 c) 20-03-2023 | 4.22 | 3.8305 |  | 0.38953 |  |  | 0.38953
12.3 | Work of construction of self-supporting steel roofing system for a major store godown shed of span 25M at BTPS, Deepnagar. | Scheme | MERC/CAPEX/2018-2019/0104 | 2019-04-04 |  | 2019-04-04 |  | 2019-08-31 | 2020-04-04 |  | 2022-03-28 | 1.6402 | 0.27 |  | 1.3702 |  |  | 1.3702
0 | IDC | IDC | MERC/CAPEX/2018-2019/0104 | 2019-04-04 |  | 2019-04-04 |  | - | - |  | - | 0 | 0.14918 |  | -0.14918 |  |  | -0.14918
13 | Supply, erection, commissioning & site testing of 220 V, 2035 AH, Station Battery Sets (4 Nos.) and 24 V, 2250 AH, SG/TG & BOP Battery Sets (8 Nos.) for U# 4 & 5 along with accessories at 2 x 500 MW BTPS, Bhusawal | DPR | MERC/CAPEX/2017-2018/1226 | 2018-08-10 |  | 2018-08-10 |  | - | - |  | - | 0 | 0 |  | 0 |  |  | 0
13.1 | Supply, erection, commissioning & site testing of 220V, 2035 AH Station Battery Sets (02 Nos.) and 24V, 2250AH, SG/TG & BOP Battery Set (04 Nos.) along with accessories for Unit No.5 at BTPS 2x500MW. | Scheme | MERC/CAPEX/2017-2018/1226 | 2018-08-10 |  | 2018-08-10 |  | 2018-10-22 | 2019-08-10 |  | 2019-09-27 | 5.795 | 6.374 |  | -0.57896 |  |  | -0.57896
13.2 | Supply, erection, commissioning & site testing of 220V, 2035 AH Station Battery Sets (02 Nos.) and 24V, 2250AH, SG/TG & BOP Battery Set (04 Nos.) along with accessories for Unit No.4 at BTPS 2x500MW. | Scheme | MERC/CAPEX/2017-2018/1226 | 2018-08-10 |  | 2018-08-10 |  | 2019-02-26 | 2019-08-10 |  | 2022-02-12 | 5.795 | 6.3227 |  | -0.52773 |  |  | -0.52773
15 | Flue Gas Desulphurization (FGD) System for 500 MW Units (Total 8 Nos) of MSPGCL | DPR | MERC/CAPEX/2020-2021/WFH/SBR/45 | 2021-02-05 |  | 2021-02-05 |  | - | - |  | - | 0 | 0 |  | 0 |  |  | 0
15.1 | Flue Gas Desulphurization (FGD) System for Bhusawal Unit 4-5 | Scheme | MERC/CAPEX/2020-2021/WFH/SBR/45 | 2021-02-05 |  | 2021-02-05 |  | - | - |  | - | 830.4 | 0 |  | 830.4 |  |  | 830.4
0 | IDC | IDC | MERC/CAPEX/2020-2021/WFH/SBR/45 | 2021-02-05 |  | 2021-02-05 |  | - | - |  | - | 39.1 | 0 |  | 39.1 |  |  | 39.1
16 | Procurement of two BFP Cartridges & one rotor of Turbine driven BFP & at 500MW BTPS, Bhusawal | DPR | MERC/CAPEX/2020-2021/WFO/SBR/49 | 2021-03-08 |  | 2021-03-08 |  | - | - |  | - | 0 | 0 |  | 0 |  |  | 0
16.1 | Procurement of two BFP Cartridges at 500MW BTPS, Bhusawal | Scheme | MERC/CAPEX/2020-2021/WFO/SBR/49 | 2021-03-08 |  | 2021-03-08 |  | 2021-10-26 | 2023-09-08 |  | - | 3.84 | 2.24 |  | 1.6 |  |  | 1.6
16.2 | Procurement of one rotor of Turbine driven BFP at 500MW BTPS, Bhusawal | Scheme | MERC/CAPEX/2020-2021/WFO/SBR/49 | 2021-03-08 |  | 2021-03-08 |  | 2021-07-16 | 2023-09-08 |  | 2022-03-21 | 6.46 | 7.6136 |  | -1.1536 |  |  | -1.1536
0 | IDC | IDC | MERC/CAPEX/2020-2021/WFO/SBR/49 | 2021-03-08 |  | 2021-03-08 |  | - | - |  | - | 0.22 | 0 |  | 0.22 |  |  | 0.22
17 | CHP Improvement Schemes at 2X500MW, BTPS, Bhusawal | DPR | MERC/CAPEX/2020-2021/WFH/SBR/09 | 2021-06-10 |  | 2021-06-10 |  | - | - |  | - | 0 | 0 |  | 0 |  |  | 0
17.1 | Revamping of Apron Feeder in CHP at 2X500MW, BTPS | Scheme | MERC/CAPEX/2020-2021/WFH/SBR/09 | 2021-06-10 |  | 2021-06-10 |  | a) 01-09-2022 (Apron Feeder -2) b) 05-11-2022 (Apron Feeder-3) | 2022-06-10 |  | - | 4.67 | 4.6492 |  | 0.0208 |  |  | 0.0208
17.2 | Design, engineering, manufacturing, supply, Erection and commissioning of short conveyor from stack yard to belt feeder 112 in CHP 2x500MW BTPS. | Scheme | MERC/CAPEX/2020-2021/WFH/SBR/09 | 2021-06-10 |  | 2021-06-10 |  | 2023-03-27 | 2022-06-10 |  | 2024-02-20 | 3.53 | 3.9648 |  | -0.43475 |  |  | -0.43475 | Justification provided in annexure
17.3 | Design, engineering, manufacturing, supply, Erection and commissioning of stone grappler at Wagon Tippler No.3 in CHP 2x500MW BTPS. | Scheme | MERC/CAPEX/2020-2021/WFH/SBR/09 | 2021-06-10 |  | 2021-06-10 |  | - | 2022-06-10 |  | - | 0.84 | 0 |  | 0.84 |  |  | 0.84
17.4 | Procurement of suspended magnets in CHP 2x500MW BTPS. | Scheme | MERC/CAPEX/2020-2021/WFH/SBR/09 | 2021-06-10 |  | 2021-06-10 |  | 2021-03-22 | 2022-06-10 |  | 2022-05-04 | 2.95 | 2.947 |  | 0.00295 |  |  | 0.00295
17.5 | Supply, Erection And Commissioning of Electro-Mechanical Drive to Apron Feeder at CHP 500MW | Scheme | MERC/CAPEX/2020-2021/WFH/SBR/09 | 2021-06-10 |  | 2021-06-10 |  | - | 2022-06-10 |  | - | 7.57 | 0 |  | 7.57 |  |  | 7.57
0 | IDC | IDC | MERC/CAPEX/2020-2021/WFH/SBR/09 | 2021-06-10 |  | 2021-06-10 |  | - | - |  | - | 1.66 | 0.067524 |  | 1.5925 |  |  | 1.5925
HO DPR 6 | Supply, Installation, Commissioning and Operation & Maintenance Services of Continuous Ambient Air Quality Monitoring Stations (CAAQMS) at various TPS | DPR | MERC/CAPEX/20162017/00423 | 2016-08-03 |  | 2016-08-03 |  | - | - |  | - | 0 | 0 |  | 0 |  |  | 0
1 | Bhusawal: Unit 4-5 (3 Nos.) | Scheme | MERC/CAPEX/20162017/00423 | 2016-08-03 |  | 2016-08-03 |  | 2017-06-17 | 2018-08-03 |  | 2019-06-05 | 3.9773 | 1.9468 |  | 2.0305 |  |  | 2.0305
HO DPR 7 | Installation of Real Time Online Coal-Ash Analyzer at various TPS | DPR | MERC/CAPEX/20162017/00774 | 2016-09-30 |  | 2016-09-30 |  | - | - |  | - | 0 | 0 |  | 0 |  |  | 0
1 | Bhusawal: Unit 4-5 | Scheme | MERC/CAPEX/20162017/00774 | 2016-09-30 |  | 2016-09-30 |  | - | - |  | - | 4.0552 | 0 |  | 4.0552 |  |  | 4.0552
HO DPR 8 | Replacement of Fire Tenders at Various Power Stations of Mahagenco | DPR | MERC/CAPEX/20172018/4653 | 2017-11-13 |  | 2017-11-13 |  | - | - |  | - | 0 | 0 |  | 0 |  |  | 0
1 | Advance Multipurpose Fire Tender for BTPS 4-5 | Scheme | MERC/CAPEX/20172018/4653 | 2017-11-13 |  | 2017-11-13 |  | 2019-01-16 | 2019-11-13 |  | 2021-09-03 | 1.45 | 1.7765 |  | -0.3265 |  |  | -0.3265
2 | Normal Multipurpose Fire Tender for BTPS 4-5 | Scheme | MERC/CAPEX/20172018/4653 | 2017-11-13 |  | 2017-11-13 |  | 2022-02-18 | 2019-11-13 |  | 2023-02-27 | 2.5 | 2.1847 |  | 0.31535 |  |  | 0.31535
0 | IDC | IDC | MERC/CAPEX/20172018/4653 | 2017-11-13 |  | 2017-11-13 |  | - | - |  | - | 0 | 0 |  | 0 |  |  | 0
HO DPR 10 | Implementation of IB recommendations- Civil works at various TPS of Mahagenco | DPR | MERC/CAPEX/20172018/0177 | 2018-02-06 |  | 2018-02-06 |  | - | - |  | - | 0 | 0 |  | 0 |  |  | 0
1 | Bhusawal: Unit 4-5 | Scheme | MERC/CAPEX/20172018/0177 | 2018-02-06 |  | 2018-02-06 |  | 2018-09-06 | 2019-08-06 |  | 2021-07-15 | 10.0654 | 9.1854 |  | 0.87996 |  |  | 0.87996
18 | Procurement of assembly of baskets for Air Pre-heater of type 31.5 VIM 2000 (72° PA), Replacement of thermal insulation of Boiler, Ducts & Steam Pipelines and Coal Mill Gear Box in 2x500MW at BTPS, Bhusawal | DPR | MERC/CAPEX/2021-2022/ SBR/ 15 | 2021-09-22 |  | 2021-09-22 |  | - | - |  | - | 0 | 0 |  | 0 |  |  | 0
18.1 | Procurement of assembly of baskets for Air Preheater of type 31.5 VIM 2000 (72° PA) for Unit-4&5 | Scheme | MERC/CAPEX/2021-2022/ SBR/ 15 | 2021-09-22 |  | 2021-09-22 |  | 2021-09-22 | 2022-09-22 |  | 2022-02-11 | 5.53 | 8.411 |  | -2.881 |  |  | -2.881
18.2 | Replacement of thermal insulation of Boiler, Ducts & Steam Pipelines along with supply | Scheme | MERC/CAPEX/2021-2022/ SBR/ 15 | 2021-09-22 |  | 2021-09-22 |  | 2021-09-23 | 2022-09-22 |  | - | 3.52 | 0 |  | 3.52 |  |  | 3.52
18.3 | Supply of XRP-1043 coal mill gearbox spares in unit-4&5. | Scheme | MERC/CAPEX/2021-2022/ SBR/ 15 | 2021-09-22 |  | 2021-09-22 |  | 2024-03-14 | 2022-09-22 |  | 2024-04-02 | 5.39 | 0 |  | 5.39 |  |  | 5.39
0 | IDC | IDC | MERC/CAPEX/2021-2022/ SBR/ 15 | 2021-09-22 |  | 2021-09-22 |  | - | - |  | - | 0.52 | 0 |  | 0.52 |  |  | 0.52
19 | Up-gradation of Operating System of Max DNA DCS, GE Fanuc PLC system & Schneider PLC system & Procurement of Critical Insurance spares for PA and FD fans System at 2 x 500 MW Units BTPS Bhusawal | DPR | MERC/CAPEX/2023-2024/0178 | 2024-03-11 |  | 2024-03-11 |  | - | - |  | - | 0 | 0 |  | 0 |  |  | 0
19.1 | Up-gradation of Existing MaxDNA System (HMI) at 500MW BTPS, Bhusawal | Scheme | MERC/CAPEX/2023-2024/0178 | 2024-03-11 |  | 2024-03-11 |  | - | - |  | - | 8.69 | 0 |  | 8.69 |  |  | 8.69
19.2 | Up-gradation of GE IP (GE-Fanuc) make PLC system (HMI) installed at AHP, CPU plant, FOPH, FWPH and Mill Reject system at 2x500MW BTPS, Bhusawal. | Scheme | MERC/CAPEX/2023-2024/0178 | 2024-03-11 |  | 2024-03-11 |  | - | - |  | - | 1.35 | 0 |  | 1.35 |  |  | 1.35
19.3 | Up-gradation of Schneider PLC System at 2x500MW, BTPS, Bhusawal | Scheme | MERC/CAPEX/2023-2024/0178 | 2024-03-11 |  | 2024-03-11 |  | - | - |  | - | 2.33 | 0 |  | 2.33 |  |  | 2.33
19.4 | Procurement of Rotor assembly with blade set for PA and FD fan at 2 X 500 MW BTPS Bhusawal | Scheme | MERC/CAPEX/2023-2024/0178 | 2024-03-11 |  | 2024-03-11 |  | - | - |  | - | 18.18 | 0 |  | 18.18 |  |  | 18.18
0 | IDC | IDC | MERC/CAPEX/2023-2024/0178 | 2024-03-11 |  | 2024-03-11 |  | - | - |  | - | 0.5 | 0 |  | 0.5 |  |  | 0.5
HO DPR 13 | Construction of new Administrative Building for Mahagenco at Vidyut Bhawan, Katol Road, Nagpur | DPR | MERC/CAPEX/2021-2022/MSPGCL/063 | 2022-02-12 |  | 2022-02-12 |  | - | - |  | - | 0 | 0 |  | 0 |  |  | 0
1 | Construction of new Administrative Building for Mahagenco at Vidyut Bhawan, Katol Road, Nagpur | Scheme | MERC/CAPEX/2021-2022/MSPGCL/063 | 2022-02-12 |  | 2022-02-12 |  | - | - |  | - | 54.24 | 0 |  | 54.24 |  |  | 54.24
0 | IDC | IDC | MERC/CAPEX/2021-2022/MSPGCL/063 | 2022-02-12 |  | 2022-02-12 |  | - | - |  | - | 2.76 | 0 |  | 2.76 |  |  | 2.76
HO DPR 16 | Centralized Monitoring Solution | DPR | MERC/CAPEX/MSPGCL/2023-24/0576 | 2023-11-02 |  | 2023-11-02 |  | - | - |  | - | 0 | 0 |  | 0 |  |  | 0
1 | Centralized Monitoring Solution | Scheme | MERC/CAPEX/MSPGCL/2023-24/0576 | 2023-11-02 |  | 2023-11-02 |  | - | - |  | - | 66.009 | 0 |  | 66.009 |  |  | 66.009
0 | IDC | IDC | MERC/CAPEX/MSPGCL/2023-24/0576 | 2023-11-02 |  | 2023-11-02 |  | - | - |  | - | 3.3 | 0 |  | 3.3 |  |  | 3.3
20 | Improvement of Loadability and Availability of Coal Handling Plant at BTPS, Bhusawal | DPR | MERC/CAPEX/MSPGCL/2024-25/0309 | 2024-05-17 |  | 2024-05-17 |  | - | - |  | - | 0 | 0 |  | 0 |  |  | 0
20.1 | Scheme-1:-Design Engineering, Supply, Erection, commissioning, Extension of travel Length & Capacity Enhancement of coal yard with additional drive system of stacker reclaimer conveyor No. 110 at in coal handling Plant BTPS. | Scheme | MERC/CAPEX/MSPGCL/2024-25/0309 | 2024-05-17 |  | 2024-05-17 |  | - | - |  | - | 14.27 | 0 |  | 14.27 |  |  | 14.27
20.2 | Scheme-2:-Design, Engineering, Rectification, Erection & Commissioning of Z point at Conveyor 108A & B at CHP-500MW. | Scheme | MERC/CAPEX/MSPGCL/2024-25/0309 | 2024-05-17 |  | 2024-05-17 |  | - | - |  | - | 8.18 | 0 |  | 8.18 |  |  | 8.18
20.3 | Scheme-3:-Design, Engineering and provision of material lifting arrangement for crusher floor, wobbler feeder & C-105 floor In CHP BTPS. | Scheme | MERC/CAPEX/MSPGCL/2024-25/0309 | 2024-05-17 |  | 2024-05-17 |  | - | - |  | - | 1.88 | 0 |  | 1.88 |  |  | 1.88
20.4 | Scheme-4:-Structural up-gradation and rehabilitation of reversible yard conveyor in coal handling plant. | Scheme | MERC/CAPEX/MSPGCL/2024-25/0309 | 2024-05-17 |  | 2024-05-17 |  | - | - |  | - | 4.21 | 0 |  | 4.21 |  |  | 4.21
20.5 | Scheme-5:-Design, Engineering, Erection and commissioning of Receiving and discharge chutes of wobbler feeders in CHP BTPS. | Scheme | MERC/CAPEX/MSPGCL/2024-25/0309 | 2024-05-17 |  | 2024-05-17 |  | - | - |  | - | 6.25 | 0 |  | 6.25 |  |  | 6.25
20.6 | Scheme-6: Procurement of 3 Nos. of Bulldozers at BTPS, Bhusawal. | Scheme | MERC/CAPEX/MSPGCL/2024-25/0309 | 2024-05-17 |  | 2024-05-17 |  | - | - |  | - | 7.35 | 0 |  | 7.35 |  |  | 7.35
0 | IDC | 0 | 0 | - |  | - |  | - | - |  | - | 0 | 0 |  | 0 |  |  | 0
21 | Performance Improvement of Coal Handling Plant at BTPS-U4 & 5, Bhusawal | DPR | MERC/CAPEX/MSPGCL/2024-25/0310 | - |  | - |  | - | - |  | - | 0 | 0 |  | 0 |  |  | 0
21.1 | Scheme-1: Revamping, Modification of Gravity take-up and Drive Augmentation of Bunkering conveyor in CHP BTPS | Scheme | MERC/CAPEX/MSPGCL/2024-25/0310 | 2024-05-17 |  | 2024-05-17 |  | - | - |  | - | 11.35 | 0 |  | 11.35 |  |  | 11.35
21.2 | Scheme-2: Revamping of coal diverting chutes in CHP 2x500 MW BTPS | Scheme | MERC/CAPEX/MSPGCL/2024-25/0310 | 2024-05-17 |  | 2024-05-17 |  | - | - |  | - | 5.73 | 0 |  | 5.73 |  |  | 5.73
21.3 | Scheme-3: Revamping and structural augmentation of Reversible feeder conveyors in CHP-BTPS. | Scheme | MERC/CAPEX/MSPGCL/2024-25/0310 | 2024-05-17 |  | 2024-05-17 |  | - | - |  | - | 1.77 | 0 |  | 1.77 |  |  | 1.77
21.4 | Scheme-4: Revamping and up-gradation of air & ventilation system in Coal Handling Plant-BTPS. | Scheme | MERC/CAPEX/MSPGCL/2024-25/0310 | 2024-05-17 |  | 2024-05-17 |  | - | - |  | - | 9.01 | 0 |  | 9.01 |  |  | 9.01
21.5 | Scheme-5: Revamping, Structural & drive up-gradation of conveyor-111 in CHP-BTPS. | Scheme | MERC/CAPEX/MSPGCL/2024-25/0310 | 2024-05-17 |  | 2024-05-17 |  | - | - |  | - | 3.85 | 0 |  | 3.85 |  |  | 3.85
21.6 | Scheme-6: Revamping and structural up-gradation of conveyor system in tunnel area in Coal Handling Plant-BTPS. | Scheme | MERC/CAPEX/MSPGCL/2024-25/0310 | 2024-05-17 |  | 2024-05-17 |  | - | - |  | - | 8.62 | 0 |  | 8.62 |  |  | 8.62
21.7 | Scheme-7: Erection & Commissioning of Travelling type coal chutes in CHP BTPS. | Scheme | MERC/CAPEX/MSPGCL/2024-25/0310 | 2024-05-17 |  | 2024-05-17 |  | - | - |  | - | 8.06 | 0 |  | 8.06 |  |  | 8.06
21.8 | Scheme-8: Revamping of scoop cooling system installed in coal handling plant BTPS. | Scheme | MERC/CAPEX/MSPGCL/2024-25/0310 | 2024-05-17 |  | 2024-05-17 |  | - | - |  | - | 4.98 | 0 |  | 4.98 |  |  | 4.98
21.9 | Scheme-9: Retrofitting and Up-gradation of Dewatering system in CHP-BTPS. | Scheme | MERC/CAPEX/MSPGCL/2024-25/0310 | 2024-05-17 |  | 2024-05-17 |  | - | - |  | - | 3.92 | 0 |  | 3.92 |  |  | 3.92
0 | IDC | 0 | 0 | - |  | - |  | - | - |  | - | 0 | 0 |  | 0 |  |  | 0
Formulas:
Project Start Date = [MERC Approval Date]

## F4.2
|  |  | MSPGCL: Bhusawal U # 4-5 | [52 empty] | DPR | Not Initiated
|  |  | MTR Petition Formats - Generation | [52 empty] | Scheme | WIP
| Project Details |  | Form 4.2: Capitalisation Plan | [43 empty] | (Rs. Crore) | [8 empty] | IDC | Partially Capitalised
Sr. No. | Project Code | Project Title | MERC Approval No. | Date of Submission | MERC Approval Date | Cost as per DPR Crs. | MERC Approved Cost | Debt Equity Ratio | Grant Funding | Approved Start Date | Actual Start Date | Approved Date of Completion | Actual Date of Completion | Benefits in Quantified Terms | Capital Expenditure | [12 empty] | Physical Progress (%) | [11 empty] | Capitalisation | [12 empty] | Old Asset retired against capitalised item (in Rs. Cr) | Remarks | Current Status | Non-DPR | Capitalised
[15 empty] | Actual Capex till FY 2018-19 | Actual | Actual | Actual | Actual Capex till FY 2021-22 | Actual | Actual | Revised Projected | Projected | Projected | Projected | Projected | Projected | Actual Progress till FY 2018-19 | Actual | Actual | Actual | Actual | Actual | Revised Projected | Projected | Projected | Projected | Projected | Projected | Actual Capitalization till FY 2018-19 | Actual | Actual | Actual | Actual Capitalization till FY 2021-22 | Actual | Actual | Revised Projected | Projected | Projected | Projected | Projected | Projected |  |  |  |  | Cancelled
[16 empty] | FY 2019-20 | FY 2020-21 | FY 2021-22 |  | FY 2022-23 | FY 2023-24 | FY 2024-25 | FY 2025-26 | FY 2026-27 | FY 2027-28 | FY 2028-29 | FY 2029-30 |  | FY 2019-20 | FY 2020-21 | FY 2021-22 | FY 2022-23 | FY 2023-24 | FY 2024-25 | FY 2025-26 | FY 2026-27 | FY 2027-28 | FY 2028-29 | FY 2029-30 |  | FY 2019-20 | FY 2020-21 | FY 2021-22 |  | FY 2022-23 | FY 2023-24 | FY 2024-25 | FY 2025-26 | FY 2026-27 | FY 2027-28 | FY 2028-29 | FY 2029-30 |  |  |  |  | To be cancelled
[55 empty] | N.A. |  | N.A.
| A) DPR Schemes | [53 empty] | N.A. |  | To be confirmed
| (i) Submitted to MERC | [53 empty] | N.A.
7 | Interconnection of 210 MW CHP to 500 MW CHP through Conveyors BC-02 & BC-03 having capacity of 500 TPH | DPR | MERC/CAPEX/20162017/00227 | 2015-10-30 | 2016-05-24 | 24 | 24 |  |  | 2016-05-24 | [8 empty] | 0 | [24 empty] | 0 | [10 empty] | N.A.
7.1 | Interconnection of 210 MW CHP to 500 MW CHP through Conveyors BC-02 & BC-03 having capacity of 500 TPH | Scheme | MERC/CAPEX/20162017/00227 | 2015-10-30 | 2016-05-24 | 22.73 | 22.73 |  |  | 2016-05-24 | 05.12.2016 | 2018-05-24 | 2019-04-03 | • Reduction in Cost of Road Transportation . 1) In finacial year 2020-21:687075 MT coal is transported from these belts. Rs.1.49 Cr. saving is done 2) In finacial year 2020-21:520483 MT coal is transported from these belts. Rs.1.12 Cr. saving is done • Reduction in Demurrage charges. | 18.8298 | 0.27691 |  |  | 19.1067 | [8 empty] | 96% | 100% | [10 empty] | 0 | 19.1067 |  |  | 19.1067 | [10 empty] | Capitalised
| IDC | IDC | MERC/CAPEX/20162017/00227 | 2015-10-30 | 2016-05-24 | 1.27 | 1.27 |  |  | 2016-05-24 | [8 empty] | 0 | [24 empty] | 0 | [10 empty] | N.A.
8 | Stack management by procurement of Bulldozer & LOCO and CHP area schemes for performance & unloading improvement | DPR | MERC/CAPEX/20162017/01426 | 2016-02-03 | 2017-02-02 | 9.9669 | 9.9669 |  |  | 2017-02-02 | [8 empty] | 0 | [24 empty] | 0 | [10 empty] | N.A.
8.1 | Procurement of Locomotive 800 HP (2 No.’s) | Scheme | MERC/CAPEX/20162017/01426 | 2016-02-03 | 2017-02-02 | 4.9504 | 4.9504 |  |  | 2017-02-02 | 2018-06-11 | 2018-02-02 | 1st loco - 01-12-2018 2nd loco - 26-03-2019 | * Improvement in coal rake movement, shunting operation and placement of coal wagons at different tippler units at CHP-500 MW, BTPS.It results in increase in average unloading rate of rakes. Average unloading rate of coal wagons per hour is increased to 12 wagons/hrs from 6 to 8 wagons /hr at CHP-500 MW, BTPS. * Average unloading of coal wagons per day is increased to 300 to 350.Avg unloading time per rake in hour is reduced from 10 hr to 6 hr since commissioning. * Reduction in demurrage hours & maintain sufficient bunker level by maintaining coal feeding rate due to efficient coal rake movement with the help of new locomotives. * R&M expenditure against the locomotives since commissioning is nil. * Availability & reliability of new locomotives is maximum i.e. 90 to 95 % since commissioning. * Performance and efficiency of locomotives since commissioning is maximum. * Procurement for maintenance against these locomotives since commissioning is almost Nil. * Decrease in downtime of system resulting into overall improvement in system efficiency | 4.8261 |  |  |  | 4.8261 | [8 empty] | 100% | [11 empty] | 4.8261 |  |  |  | 4.8261 | [9 empty] | PO placed vide-HO/4370001547/No-07347 dated 19-06-2018. 1st loco- Material received on dtd. 23-11-2018. Commisioning done on dtd.01-12-2018. 2nd loco - Material received on dtd. 13-02-2019. Commisioning done on dtd.26-03-2019. Capitalization done in FY-2018-19 of Rs. 5.84 Cr. 4.83 Cr. amount capitalized in U#4 & 5. Remaining amount capitalised in U#3. | Capitalised
8.2 | Procurement of 2 No’s of Bulldozer Model D-155(2 No.’s) | Scheme | MERC/CAPEX/20162017/01426 | 2016-02-03 | 2017-02-02 | 2.562 | 2.562 |  |  | 2017-02-02 | 2017-06-17 | 2018-02-02 | 2017-09-13 | * Contribution in reduction of demurrage hours by doing proper coal stack management with help of bulldozers. * For maintaining the proper coal flow rate as per load demand while in reclaiming mode (dozing the coal from remote location to vicinity of the stacker reclaimer area). * O&M expenditure on these bulldozers since commissioning is very less i.e. around 5 to 6.20 % per year asset cost. * Availability and reliability of bulldozers are around 90 to 95% since commissioning. * Performance and efficiency of bulldozers since commissioning is maximum. * Procurement for maintenance against these bulldozers since commissioning is almost nil. * Decrease in downtime of system resulting into overall improvement in system efficiency. | 3.4747 |  |  |  | 3.4747 | [8 empty] | 100% | [11 empty] | 3.4747 |  |  |  | 3.4747 | [9 empty] | PO placed vide-HO/4370001085/No-010160 dated 18-08-2017. Work completed on 13-09-2017. Capitalization done in FY-2017-18 of Rs. 4.2 Cr. 3.47 Cr. amount capitalized in U#4 & 5. Remaining amount capitalised in U#3. | Capitalised
8.3 | Modification below primary crusher chutes 15A/B & Conv.02 | Scheme | MERC/CAPEX/20162017/01426 | 2016-02-03 | 2017-02-02 | 0.42975 | 0.42975 |  |  | 2017-02-02 | 2018-01-21 | 2019-02-02 | 2018-02-01 | 1)Daily outage of the system is reduced almost 100% 2)Wear and tear of the plates reduced.Due to these scheme system failure reduced in finacial year 20-21 around 20 lakh Rs saving done & in finacial year 21-22 around 17 lakh Rs saving done | 0.38033 |  |  |  | 0.38033 | [8 empty] | 100% | [11 empty] | 0.38033 |  |  |  | 0.38033 | [9 empty] | PO placed vide-HO/4370000471/No-04816 dated 19-07-2017. Work completed on 01-02-2018. Capitalization done in FY-2017-18 of Rs. 0.46 Cr. 0.38 Cr. amount capitalized in U#4 & 5. Remaining amount capitalised in U#3. | Capitalised
8.4 | New helical gear box for various conveyors | Scheme | MERC/CAPEX/20162017/01426 | 2016-02-03 | 2017-02-02 | 0.79339 | 0.79339 |  |  | 2017-02-02 |  | 2019-02-02 |  |  | 0 |  |  |  | 0 | [20 empty] | 0 |  |  |  | 0 | [10 empty] | Cancelled
8.5 | Procurement of Elecon Make Ring Granulator Type TK-09-38B | Scheme | MERC/CAPEX/20162017/01426 | 2016-02-03 | 2017-02-02 | 0.53719 | 0.53719 |  |  | 2017-02-02 |  | 2019-02-02 |  |  | 0 |  |  |  | 0 | [20 empty] | 0 |  |  |  | 0 | [9 empty] | Reason for cancellation- Due to urgency of spares for Ring granulators, BTPS requested Parli TPS to issue spares of ring granulator from the decommissioned units. Accordingly Parli TPS issued the material to BTPS. | Cancelled
8.6 | Procurement of Elecon Make Ring Granulator Type TK6 32B Ring Granulator | Scheme | MERC/CAPEX/20162017/01426 | 2016-02-03 | 2017-02-02 | 0.33884 | 0.33884 |  |  | 2017-02-02 |  | 2019-02-02 |  |  | 0 |  |  |  | 0 | [20 empty] | 0 |  |  |  | 0 | [9 empty] | Reason for cancellation- Due to urgency of spares for Ring granulators, BTPS requested Parli TPS to issue spares of ring granulator from the decommissioned units. Accordingly Parli TPS issued the material to BTPS. | Cancelled
| IDC | IDC | MERC/CAPEX/20162017/01426 | 2016-02-03 | 2017-02-02 | 0.35537 | 0.35537 |  |  | 2017-02-02 | [8 empty] | 0 | [24 empty] | 0 | [10 empty] | N.A.
9 | Construction of 1st raising of Ash bund from T.B.L. 258M to 264M at Bhusawal TPS | DPR | MERC/CAPEX/20172018/4267 | 2017-05-12 | 2017-09-28 | 64.22 | 64.22 |  |  | 2017-09-28 | [8 empty] | 0 | [24 empty] | 0 | [10 empty] | N.A.
9.1 | Construction of 1st raising of Ash bund from T.B.L. 258M to 264M at Bhusawal TPS | Scheme | MERC/CAPEX/20172018/4267 | 2017-05-12 | 2017-09-28 | 64.22 | 64.22 |  |  | 2017-09-28 | 2017-10-27 | 2019-09-28 | 2019-04-20 | • Storage capacity of ash bund increased. • Air pollution reduced. • Increased qty of ash water from bund for re-utilization. • Safeguard stability of bund increased. | 60.5458 | 3.9524 |  |  | 64.4982 | [8 empty] | 80% | 100% | [10 empty] | 0 | 64.4982 |  |  | 64.4982 | [9 empty] | Revised PO No-4370001610, Work completed on 20-04-2019. Capitalization done in FY-2019-20 of Rs. 64.50 Cr. | Capitalised
10 | Augmentation of Ash Evacuation System & Procurement of BCW Pump Motors at Bhusawal & Khaperkheda TPS 500 MW Units | DPR | MERC/CAPEX/20172018/4782 | 2017-05-20 | 2017-11-28 | 43.98 | 17.44 |  |  | 2017-11-28 | [8 empty] | 0 | [24 empty] | 0 | [10 empty] | N.A.
10.1 | Installation of standby Buffer Hopper parallel to existing pair of buffer hoppers | Scheme | MERC/CAPEX/20172018/4782 | 2017-05-20 | 2017-11-28 | 34.5 | 11.5 |  |  | 2017-11-28 |  | 2018-11-28 |  |  | 0 |  |  |  | 0 | [20 empty] | 0 |  |  |  | 0 | [10 empty] | Cancelled
10.2 | Installation of additional vacuum pump for every two passes, near to intermediate hopper. | Scheme | MERC/CAPEX/20172018/4782 | 2017-05-20 | 2017-11-28 | 1.8 | 0.6 |  |  | 2017-11-28 |  | 2018-11-28 |  |  | 0 |  |  |  | 0 | [20 empty] | 0 |  |  |  | 0 | [10 empty] | Cancelled
10.3 | Procurement of 02 Nos of M/s Torishima, Japan make, 350 KW, 6.6KV, Boiler Circulating Water (BCW) Pump Motors (without pump casing) with 02 lots of recommended Electrical & C&I spares for Bhusawal and Khaparkheda TPS 500MW. | Scheme | MERC/CAPEX/20172018/4782 | 2017-05-20 | 2017-11-28 | 4.24 | 4.24 |  |  | 2017-11-28 | 2018-03-19 | 2018-11-28 | 2019-09-24 | * Although the scheme does not have direct measurable benefit, however, there is improvement in availability and reliability of the BCW system. * In case of failure of running equipment,following Generation loss - If two BCW pumps are not available & only one BCW Pump is in service, (Partial Load Loss) Assume Gross Gen@280MW, Gen Loss will be 220MW. AFC for one Unit- Rs. 1.47 Cr/day Loading will be 56% only. Then, AFC recovery- Rs. 0.82 Cr. Hence, AFC Loss- Rs. 0.65 Cr/day . | 0 | 4.6696 |  |  | 4.6696 | [8 empty] | 0% | 100% | [10 empty] | 0 | 4.6696 |  |  | 4.6696 | [9 empty] | *PO placed vide BTPS/4370001282/No-01961 dated 19-03-2018. PO amount is Rs. 4.50 Cr. * Work completed on 24-09-2019. Capitalization done in FY-2019-20 of Rs.4.67 Cr. (4.50 Cr+Intrest 0.17) Reason for cost Overrun- Rate rise due to exchange rate variation, rate rise in duties, freight & insurance & basic rate rise. | Capitalised
10.4 | Procurement of complete ACVF drive module comprising of 2 Nos. of Supply and 3 Nos. of Inverter modules for GEHO pumps | Scheme | MERC/CAPEX/20172018/4782 | 2017-05-20 | 2017-11-28 | 0.95 | 0.95 |  |  | 2017-11-28 | 2018-10-22 | 2018-11-28 | 2019-07-17 | •The ACVFD drive are installed & in service. * Due to availablity of this module, down time of HCSD pump was reduced. • The availability of the ash evacuation system is improved. • Availability of GEHO pumps is improved. • Due to availaility of module, It was replaced in shortest time when VFD failure. | 0 | 0.92864 |  |  | 0.92864 | [8 empty] | 0% | 100% | [10 empty] | 0 | 0.92864 |  |  | 0.92864 | [9 empty] | *PO placed vide BTPS/4370001776/No-0125 dated 12-04-2019. * Work completed on 17-07-2019. Capitalization done in FY-2019-20 of Rs.0.93 Cr. | Capitalised
10.5 | Supply, erection and commissioning of 24VDC, 100A Float & Float cum Boost Battery Charger with 325Ah Battery Bank for CWPH at BTPS 2x500 MW. | Scheme | MERC/CAPEX/20172018/4782 | 2017-05-20 | 2017-11-28 | 0.15 | 0.15 |  |  | 2017-11-28 | 2018-02-12 | 2018-11-28 | 2018-12-13 | • Redundant 24V DC supply source is available at CWPH. • Improved availability of CWP Pumps. • System performance improved. • With second 24VDC supply source, availability of standby source at CWPH. • Due to availability of standby 24VDC source, generation loss due to tripping of all auxiliary is avoided which results due to failure of previous single 24V DC supply source. | 0.15788 |  |  |  | 0.15788 | [8 empty] | 100% | [11 empty] | 0.15788 |  |  |  | 0.15788 | [9 empty] | * PO placed vide BTPS/4370000787/No-01153 dated 12-02-2018. * Work completed on 13-12-2018. Capitalization done in FY-2018-19 of Rs.0.16 Cr. | Capitalised
| IDC | IDC | MERC/CAPEX/20172018/4782 | 2017-05-20 | 2017-11-28 | 2.34 | 0 |  |  | 2017-11-28 | [8 empty] | 0 | [24 empty] | 0 | [10 empty] | N.A.
11 | Various schemes for renovation of colony at Bhusawal TPS | DPR | MERC/CAPEX/20172018/0221 | 2018-01-30 | 2018-02-12 | 19.3341 | 19.3341 |  |  | 2018-02-12 | [8 empty] | 0 | [24 empty] | 0 | [10 empty] | N.A.
11.1 | Renovation of staff quarters & related work at BTPS Deepnagar | Scheme | MERC/CAPEX/20172018/0221 | 2018-01-30 | 2018-02-12 | 7.021 | 7.021 |  |  | 2018-02-12 | a) 05-09-2018 b)05-09-2018 c) 16-11-2018 d) 16-11-2018 e)19-11-2018 | a) 05-06-2019 b) 05-09-2019 c) 16-11-2019 d) 16-11-2019 e) 19-05-2019 | a) 04-06-2019 b) 04-09-2019 c) 31-12-2019 d) 31-12-2019 e) 20-03-2020 | • Provided good aesthetic in colony premises. • Ambience improvement. • Provided safe conveyance to residential families in colony premises. • Provided good aesthetic in colony premises. | 1.0585 | 4.3999 |  |  | 5.4584 | [9 empty] | 100% | [10 empty] | 0 | 5.4584 |  |  | 5.4584 | [10 empty] | Capitalised
11.2 | Colony Internal Roads at BTPS, Deepnagar | Scheme | MERC/CAPEX/20172018/0221 | 2018-01-30 | 2018-02-12 | 3.85 | 3.85 |  |  | 2018-02-12 | a) 15-05-2018 b) 13-08-2018 | a) 15-02-2019 b) 13-02-2019 | a) 20-12-2018 b) 12-02-2019 | • Convenient transportation facilities. • Proper approaches to everywhere. | 2.4234 | 0.82665 |  |  | 3.2501 | [8 empty] | 75% | 25% | [10 empty] | 2.4247 | 0.82665 |  |  | 3.2514 | [10 empty] | Capitalised
11.3 | Water supply , sanitary & drainage works at BTPS, Deepnagar | Scheme | MERC/CAPEX/20172018/0221 | 2018-01-30 | 2018-02-12 | 7.3 | 7.3 |  |  | 2018-02-12 | a) 07-08-2018 b) 23-11-2018 c) 16-11-2018 d) 16-11-2018 | a) 07-08-2019 b) 23-08-2019 c) 16-08-2019 d) 16-08-2019 | a) 06-08-2019 b) 25-07-2019 c) 31-12-2019 d) 31-12-2019 | • Rain water not getting accumulated on road side. • Health and hygiene of colony people is maintained. • Stoppage of leakages from Sanitary. • Provided safe conveyance to residential families in colony premises. • Provided good aesthetic in colony premises. • Ambience improvement. • Leakage problem from building sanitary system are minimize. • To increase the extended life of building and increase in hygiene of colony premises. • Smooth flow of surface runoff water and to avoid water logging near building premises and on roads. | 0.36608 | 5.47 |  |  | 5.8361 | [9 empty] | 100% | [10 empty] | 0 | 5.8109 |  |  | 5.8109 | [10 empty] | Capitalised
11.4 | Plinth protection to existing buildings at BTPS, Deepnagar | Scheme | MERC/CAPEX/20172018/0221 | 2018-01-30 | 2018-02-12 | 1.1631 | 1.1631 |  |  | 2018-02-12 | 2018-09-24 | 2019-06-24 | 2018-12-30 | * Due to which dampness during rain is avoided. | 0.91823 |  |  |  | 0.91823 | [8 empty] | 100% | [11 empty] | 0.91823 |  |  |  | 0.91823 | [10 empty] | Capitalised
12 | Pipeline from River Water Pump House (RWPH) to aquaduct over Bhogawati River and Other allied power house road works under DPR scheme at BTPS, Bhusawal | DPR | MERC/CAPEX/2018-2019/0104 | 2018-06-27 | 2019-04-04 | 13.1172 | 13.1172 |  |  | 2019-04-04 | [8 empty] | 0 | [24 empty] | 0 | [10 empty] | N.A.
12.1 | Providing supplying laying, jointing, testing and commissioning of 1650 mm Ø ID 8 mm thick M.S. pipeline for raw water supply from RWPH to aquaduct over Bhogawati river at, BTPS, Bhusawal. | Scheme | MERC/CAPEX/2018-2019/0104 | 2018-06-27 | 2019-04-04 | 7.257 | 7.257 |  |  | 2019-04-04 |  | 2020-04-04 |  |  | 0 | 0 | 0 | 0 | 0 | 0 | 0 | 0 | [5 empty] | 0% | 0% | 0% | 0% | 0% | 0% | 0% | [5 empty] | 0 | 0 | 0 | 0 | 0 | 0 | 0 | 0 | [6 empty] | • As per CE(Civil-III) letter dated 22-02-2021, “ Status-Work orders are not issued/Tender not invited, Directives of Hon. CMD- Not to initiate for placement of Work orders/invitation of tender.” •As per discussion with 660MW project team, line erection is in scope of M/s. BHEL under 660MW Project | Not Initiated
12.2 | Construction of WBM and Bituminous road along inlet & outlet canals and concreate road along periphery of Major store at BTPS, Bhusawal. | Scheme | MERC/CAPEX/2018-2019/0104 | 2018-06-27 | 2019-04-04 | 4.22 | 4.22 |  |  | 2019-04-04 | a) 20-08-2021 b) 27-03-2021 c) 01-12-2022 | 2020-04-04 | a) 10-04-2023 b) 25-04-2023 c) 20-03-2023 | •Easy approach to canal site. •Safe conveyance for inspection of canal site. •Heavy grass and thorny bushes will not increase on canal road side. | 0 | 0 | 0 | 1.27 | 1.27 | 1.9032 | 0.6572 | [9 empty] | 90% | 100% | [7 empty] | 0 | 0 | 0 | 0 | 0 | 1.1932 | 2.6373 | [7 empty] | WBM Road : • PO placed vide-BTPS/4370002413/No-0180 dated 18-03-2020. • Work completed on 10-04-2023. Capitalization done in FY-2022-23 of Rs.0.84 Cr. Bituminous road : • PO placed vide-BTPS/4370002358/No-0176 dated 17-03-2020. • Work completed on 25-04-2023.Capitalization done in FY-2022-23 of Rs.1.83 Cr. Tremix • PO placed vide-BTPS/4370002610/No- 0959dated 15-07-2022. • Work completed on 20-03-2023.Capitalization done in FY-2022-23 of Rs.1.19 Cr. | Capitalised
12.3 | Work of construction of self-supporting steel roofing system for a major store godown shed of span 25M at BTPS, Deepnagar. | Scheme | MERC/CAPEX/2018-2019/0104 | 2018-06-27 | 2019-04-04 | 1.6402 | 1.6402 |  |  | 2019-04-04 | 2019-08-31 | 2020-04-04 | 2022-03-28 | Due to this the spare parts of machineries and other material are protected from rain. | 0 | 0 | 0.27 |  | 0.27 | [11 empty] | 100% | [8 empty] | 0 | 0 | 0 | 1.6376 | 1.6376 | [9 empty] | PO Placed vide- PO placed vide-BTPS/4370002455/No-0224 dated 26-03-2020. 100% work Completed.WCR submitted on 28-03-2022 & Scheme capitalized in FY 2021-22. Capitalization of 1.64 Cr. In FY-2022-23. | Capitalised
| IDC | IDC | MERC/CAPEX/2018-2019/0104 | 2018-06-27 | 2019-04-04 | 0 | 0 |  |  | 2019-04-04 | [8 empty] | 0 | 0.059623 | 0.089552 | [22 empty] | 0 |  | 0.14918 | [8 empty] | N.A.
13 | Supply, erection, commissioning & site testing of 220 V, 2035 AH, Station Battery Sets (4 Nos.) and 24 V, 2250 AH, SG/TG & BOP Battery Sets (8 Nos.) for U# 4 & 5 along with accessories at 2 x 500 MW BTPS, Bhusawal | DPR | MERC/CAPEX/2017-2018/1226 | 2018-07-17 | 2018-08-10 | 11.59 | 11.59 |  |  | 2018-08-10 | [8 empty] | 0 | [24 empty] | 0 | [10 empty] | N.A.
13.1 | Supply, erection, commissioning & site testing of 220V, 2035 AH Station Battery Sets (02 Nos.) and 24V, 2250AH, SG/TG & BOP Battery Set (04 Nos.) along with accessories for Unit No.5 at BTPS 2x500MW. | Scheme | MERC/CAPEX/2017-2018/1226 | 2018-07-17 | 2018-08-10 | 5.795 | 5.795 |  |  | 2018-08-10 | 2018-10-22 | 2019-08-10 | 2019-09-27 | In case AC failure, if 220V battery is not available / failed, the severe damages may occur to all seven bearings of Turbine, Generator & exciter. Loss due to bearing failure is uncountable. Approximate estimate cost of Turbine bearing is Rs. 50 Lakhs & at least 2 months period is required for rehabilitation of system causing generation loss for next Two months period | 0 | 6.374 |  |  | 6.374 | [9 empty] | 100% | [10 empty] | 0 | 6.374 |  |  | 6.374 | [8 empty] | -3.9346 | PO placed vide BTPS/4370001843/No-0230 dated-14-05-2019. Work completed on dtd.27.09.2019. Capitalization done in FY-2019-20 of Rs.6.37 Cr. Reason for Cost overrun:- The BTPS has floated the Open Tender vide e-tender No-77527. In this open tender, the lowest L1 bidder was quoted the rate 4.81 Cr-Without GST( PO amount was 6.42 Cr-With GST).Bidder also submitted the other Utility work order Ref No-Slpp/matt/Exide Plante Battery/1504 dated 12-05-2015 of M/s. Gujarat Industries Power Company Ltd, Surat Lignite power plant, Surat-394110 for rate justification. | Capitalised
13.2 | Supply, erection, commissioning & site testing of 220V, 2035 AH Station Battery Sets (02 Nos.) and 24V, 2250AH, SG/TG & BOP Battery Set (04 Nos.) along with accessories for Unit No.4 at BTPS 2x500MW. | Scheme | MERC/CAPEX/2017-2018/1226 | 2018-07-17 | 2018-08-10 | 5.795 | 5.795 |  |  | 2018-08-10 | 2019-02-26 | 2019-08-10 | 2022-02-12 | In case AC failure, if 220V battery is not available / failed, the severe damages may occur to all seven bearings of Turbine, Generator & exciter. Loss due to bearing failure is uncountable. Approximate estimate cost of Turbine bearing is Rs. 50 Lakhs & at least 2 months period is required for rehabilitation of system causing generation loss for next Two months period | 0 | 0 | 0 | 6.3227 | 6.3227 | [11 empty] | 100% | [8 empty] | 0 | 0 | 0 | 6.3227 | 6.3227 | [8 empty] | -3.7918 | PO placed vide BTPS/4385000469/No-0923 dated-28-09-2021. Work completed on 12-02-2022 during AOH U-4. Capitalization done in FY-2021-22 of Rs.6.32 Cr . Reason for Cost overrun:- The BTPS has floated the Open Tender vide RFx No-3000019299, In this open tender, the lowest L1 bidder was quoted the rate 4.96 Cr-Without GST ( PO amount was 6.32 Cr-With GST). Bidder also submitted the other Utility PO No-4000121930-M92-2018 dated 05-03-2018 of M/s. NTPC limited, Mouda Super Thermal Power Project, Mouda, Maharashtra-441104 for rate justification. | Capitalised
15 | Flue Gas Desulphurization (FGD) System for 500 MW Units (Total 8 Nos) of MSPGCL | DPR | MERC/CAPEX/2020-2021/WFH/SBR/45 | 2019-12-09 | 2021-02-05 | 869.5 | 869.5 |  |  | 2021-02-05 | [8 empty] | 0 | [24 empty] | 0 | [10 empty] | N.A.
15.1 | Flue Gas Desulphurization (FGD) System for Bhusawal Unit 4-5 | Scheme | MERC/CAPEX/2020-2021/WFH/SBR/45 | 2019-12-09 | 2021-02-05 | 830.4 | 830.4 |  |  | 2021-02-05 |  |  |  | Statutory requirement. |  |  | 0 | 0 | 0 | 0 | 0 | 127.37 | 467.04 | 254.75 | [12 empty] | 100% |  |  |  |  | 0 | 0 | 0 | 0 | 0 |  |  | 424.58 | 424.58 |  |  |  | •LOA (EPC Contract) : CE (P&P)/3x500MW /Sch-B/FGD/No. 1239; Date:16-11-2023. •Unit-4 completion period - April 2026 (29 months) •Unit-5 completion period - July 2026 (32 months) | WIP
| IDC | IDC | MERC/CAPEX/2020-2021/WFH/SBR/45 | 2019-12-09 | 2021-02-05 | 39.1 | 39.1 |  |  | 2021-02-05 | [8 empty] | 0 | [24 empty] | 0 | [10 empty] | N.A.
16 | Procurement of two BFP Cartridges & one rotor of Turbine driven BFP & at 500MW BTPS, Bhusawal | DPR | MERC/CAPEX/2020-2021/WFO/SBR/49 | 2020-09-21 | 2021-03-08 | 10.52 | 10.52 |  |  | 2021-03-08 | [8 empty] | 0 | [24 empty] | 0 | [10 empty] | N.A.
16.1 | Procurement of two BFP Cartridges at 500MW BTPS, Bhusawal | Scheme | MERC/CAPEX/2020-2021/WFO/SBR/49 | 2020-09-21 | 2021-03-08 | 3.84 | 3.84 |  |  | 2021-03-08 | 2021-10-26 | 2023-09-08 |  | Material is received recently but not installed/ not put in service till now. Hence, actual benefits are not calculated. Expected benifites- * Reduction in forced outages of pump. * Reduction in downtime of machine during repair work. * Increase in availability/healthiness of the pumps. *Reduction in Auxiliary power consumption due to increase in efficiency of pumps. |  |  | 0 | 0 | 0 | 2.24 | [11 empty] | 100% | [9 empty] | 0 | 0 | 0 | 2.24 | 0 | 0 | [6 empty] | • PO dispatched vide BTPS/4385000468 /No-1014 dated 26-10-2021. • WCR Date-07-06-2022 and 16-07-2022 | Capitalised
16.2 | Procurement of one rotor of Turbine driven BFP at 500MW BTPS, Bhusawal | Scheme | MERC/CAPEX/2020-2021/WFO/SBR/49 | 2020-09-21 | 2021-03-08 | 6.46 | 6.46 |  |  | 2021-03-08 | 2021-07-16 | 2023-09-08 | 2022-03-21 | Material is received but not installed/ not put in service till now. Hence, actual benefits are not calculated. Expected benifites- * Reduction in forced outages of pump. * Reduction in downtime of machine during repair work. * Increase in availability/healthiness of the pumps. *Reduction in Auxiliary power consumption due to increase in efficiency of pumps. |  |  | 0 | 7.6136 | 7.6136 | [11 empty] | 100% | [10 empty] | 0 | 7.6136 | 7.6136 | [9 empty] | * PO dispatched-4385000447/No-0668 dated 16-07-2021. * Material received at BTPS on 02-03-2022. * WCR submitted on 11-04-2022. * Capitalized in FY 2021-2022 of Rs.7.61 Cr. Reason for Cost overrun- Approval of DPR scheme is proposed as per the budgetary offer received from M/s. BHEL Ref No. SB317M48008HYU017 dtd. 23.102.17. However, MERC in principle clearance for Procurement of one rotor of Turbine driven BFP is received vide letter No MERC/CAPEX/2020-2021/WFO/SBR/49 dtd. 08.03.2021. Accordingly, proposal is processed and enquiry for OEM procurement is sent to M/s. BHEL. But M/s. BHEL has quoted the price approx. 24.73% higher than the previously quoted price. Therefore, deviation clarification is demanded from M/s. BHEL for the quoted price and also asked for rate reasonability on the basis of NTPC Deepshikha, Angul P.O. No. 4000219019-M51-1026 dtdt. 08.04.219 available with this office. In reply M/s. BHEL provided justification for rate rise and also provided latest similar P.O. from NTPC Ltd SSC WR-I (Kawas) P.O. Aditya Nagar, Surat, Gujrat P.O. No. 4000256337-M51-1020 Dtd: 30.03.2021. Also, as a very special case, M/s. BHEL agreed to offer same price to MSPGCL as that of NTPC Ltd SSC WR-I (Kawas) subject to P.O. placement on or before 20.07.2021. Hence as per BHEL new offered price, the rate is higher by 19% than estimated rate. | Capitalised
| IDC | IDC | MERC/CAPEX/2020-2021/WFO/SBR/49 | 2020-09-21 | 2021-03-08 | 0.22 | 0.22 |  |  | 2021-03-08 | [8 empty] | 0 | [24 empty] | 0 | [10 empty] | N.A.
17 | CHP Improvement Schemes at 2X500MW, BTPS, Bhusawal | DPR | MERC/CAPEX/2020-2021/WFH/SBR/09 | 2020-11-27 | 2021-06-10 | 21.22 | 21.22 |  |  | 2021-06-10 | [8 empty] | 0 | [24 empty] | 0 | [10 empty] | N.A.
17.1 | Revamping of Apron Feeder in CHP at 2X500MW, BTPS | Scheme | MERC/CAPEX/2020-2021/WFH/SBR/09 | 2020-11-27 | 2021-06-10 | 4.67 | 4.67 |  |  | 2021-06-10 | a) 01-09-2022 (Apron Feeder -2) b) 05-11-2022 (Apron Feeder-3) | 2022-06-10 |  | Expected benefits- • Reduction in plant outages. • Reduction in maintenance cost. • Reduction in wagon tippler outages. • Improvement in performance of unloading. • Demurrages will be reduced. |  |  |  | 0 | 0 | 4.6492 | [11 empty] | 100% | [10 empty] | 0 | 0 | 4.6492 | 0 | 0 | [6 empty] | • PO dispatched vide BTPS/ 4385000536/No-0128 dtd.27-01-2022. • Work completed on 14-09-2022 and 20-11-2022. | Capitalised
17.2 | Design, engineering, manufacturing, supply, Erection and commissioning of short conveyor from stack yard to belt feeder 112 in CHP 2x500MW BTPS. | Scheme | MERC/CAPEX/2020-2021/WFH/SBR/09 | 2020-11-27 | 2021-06-10 | 3.53 | 3.53 |  |  | 2021-06-10 | 2023-03-27 | 2022-06-10 | 2024-02-20 | Expected benefits- • Improvement in reclaiming facility. •Avoid generation loss in case of unavailability of stacker or conveyor 110. •Enhance conveyor stream flexibility to operate stacking and reclaiming simultaneously. |  |  |  | 0 | 0 | 0 | 3.9648 | [11 empty] | 100% | [9 empty] | 0 | 0 | 0 | 3.9648 | 0 | [6 empty] | • PO Placed vide BTPS /4385000597/0267) on 01-03-2023 • Work completed on 20-02-2024. Capitalization done in FY 2023-24 of Rs.3.96 Cr. • IDC Component Rs. 0.0675241 Crore | Capitalised
17.3 | Design, engineering, manufacturing, supply, Erection and commissioning of stone grappler at Wagon Tippler No.3 in CHP 2x500MW BTPS. | Scheme | MERC/CAPEX/2020-2021/WFH/SBR/09 | 2020-11-27 | 2021-06-10 | 0.84 | 0.84 |  |  | 2021-06-10 |  | 2022-06-10 |  | Expected benefits- •Reduction in grilling work expenses. •Reduction in time for grilling. •Reduction in conveyor stream outages. •Reduction in demurrages. •Improved safety in grilling work. |  |  |  | 0 | 0 | 0 | 0 | 0.84 | [10 empty] | 50% | 50% | [8 empty] | 0 | 0 | 0 | 0 | 0.84 | [6 empty] | • PO Dispatched vide BTPS /4385000667/1584) on 17-10-2023 • Material Expected in Nov -24 | WIP
17.4 | Procurement of suspended magnets in CHP 2x500MW BTPS. | Scheme | MERC/CAPEX/2020-2021/WFH/SBR/09 | 2020-11-27 | 2021-06-10 | 2.95 | 2.95 |  |  | 2021-06-10 | 2021-03-22 | 2022-06-10 | 2022-05-04 | There is lots of foreign material received through coal rakes. This foreign material is prone to damage auxiliary such as wobbler feeder, crusher and conveyor belts etc. Hence, oil cooled suspended magnets are installed on conveyor belts. Due to these magnets foreign material arrested to go through wobbler and crusher. There is net following benefits are achieved by installation of magnets. 1) Conveyor belts tearing reduced by 40% tentatively. 2) Wobbler feeder outages reduced to 80% 3) Crusher hammer and internals damages reduced to 80% 4) Auxiliary availability increased effectively. 5) There is net saving in demurrage charges to be paid to railway on account of system failure. The expenditure towards demurrage charges saving is approx. 25 to 40K daily. 6) There is net saving in maintenance expenditure towards outages of conveyor belts, wobbler feeder, crusher and chute damages. 7) There is material saving achieved for attending various faults. 8) There are several unmeasured benefits achieved due to which overall system outages are reduced and unloading constraints are overcome. 9) There is net 25L to 30L approx. cost saving expected till end of the year from date of installation of suspended magnets. |  |  |  | 0 | 0 | 2.947 | [11 empty] | 100% | [10 empty] | 0 | 0 | 2.947 | 0 | [7 empty] | * (T-272/2020)-PO distatched vide PO No. 4385000557/501/dtd.04-04-2022. * Material received on dated 06-04-2022. 100% Work Completed on 04-05-2022. WCR submitted on 10-05-2022. Capitalization done FY-2022-23 of Rs. 2.95 Cr. * Work Completion date 04-05-2022 | Capitalised
17.5 | Supply, Erection And Commissioning of Electro-Mechanical Drive to Apron Feeder at CHP 500MW | Scheme | MERC/CAPEX/2020-2021/WFH/SBR/09 | 2020-11-27 | 2021-06-10 | 7.57 | 7.57 |  |  | 2021-06-10 |  | 2022-06-10 |  | • Reduction in plant outages. • Reduction in maintenance cost. • Reduction in wagon tippler outages. • Improvement in performance of unloading. • Demurrages will be reduced. |  |  |  | 0 | 0 | 0 | 0 | 7.57 | [11 empty] | 1 | [8 empty] | 0 | 0 | 0 | 0 | 0 | [6 empty] | Tenderization is in process. Under Final Scrutiny. | WIP
| IDC | IDC | MERC/CAPEX/2020-2021/WFH/SBR/09 | 2020-11-27 | 2021-06-10 | 1.66 | 1.66 |  |  | 2021-06-10 | [8 empty] | 0 |  | 0.067524 | [22 empty] | 0 |  | 0.067524 | [7 empty] | IDC on Short Conveyor | N.A.
HO DPR 6 | Supply, Installation, Commissioning and Operation & Maintenance Services of Continuous Ambient Air Quality Monitoring Stations (CAAQMS) at various TPS | DPR | MERC/CAPEX/20162017/00423 | 2016-02-03 | 2016-08-03 | 3.9773 | 3.9773 |  |  | 2016-08-03 | [8 empty] | 0 | [24 empty] | 0 | [10 empty] | N.A.
1 | Bhusawal: Unit 4-5 (3 Nos.) | Scheme | MERC/CAPEX/20162017/00423 | 2016-02-03 | 2016-08-03 | 3.9773 | 3.9773 |  |  | 2016-08-03 | 2017-06-17 | 2018-08-03 | 2019-06-05 | • Statutory norms of MPCB/CPCB/NGT achieved. • Continuous monitoring of ambient air quality. • Reduction in air pollution. | 0 | 1.8768 | 0 | 0 | 1.8768 | 0.07 | 0 | 0 | [6 empty] | 100% | [10 empty] | 0 | 1.8768 | 0 | 0 | 1.8768 | 0.069 | [8 empty] | PO placed vide -HO/4370001152/No-0386 dated 08-01-2019. Work completed on dtd.05-06-2019. Capitalization done in FY-2019-20 of Rs.1.88 Cr in U#4 & 5 and Rs.0.94 Cr. In U#3. Addcap of maintenance period completed on 31-03-2023 | Capitalised
HO DPR 7 | Installation of Real Time Online Coal-Ash Analyzer at various TPS | DPR | MERC/CAPEX/20162017/00774 | 2016-08-26 | 2016-09-30 | 4.0552 | 4.0552 |  |  | 2016-09-30 | [8 empty] | 0 | [24 empty] | 0 | [10 empty] | N.A.
1 | Bhusawal: Unit 4-5 | Scheme | MERC/CAPEX/20162017/00774 | 2016-08-26 | 2016-09-30 | 4.0552 | 4.0552 |  |  | 2016-09-30 |  |  |  |  | 0 |  |  |  | 0 | [20 empty] | 0 |  |  |  | 0 | [9 empty] | As per CPA, HO Email dated 15-09-2022, Procurement proposal for this scheme is to be cancelled on the basis of MoEF&CC Notification No. S.O. 1561(E), dated 21.05.2020. | To be cancelled
HO DPR 8 | Replacement of Fire Tenders at Various Power Stations of Mahagenco | DPR | MERC/CAPEX/20172018/4653 | 2017-04-19 | 2017-11-13 | 3.95 | 3.95 |  |  | 2017-11-13 | [8 empty] | 0 | [24 empty] | 0 | [10 empty] | N.A.
1 | Advance Multipurpose Fire Tender for BTPS 4-5 | Scheme | MERC/CAPEX/20172018/4653 | 2017-04-19 | 2017-11-13 | 1.45 | 1.45 |  |  | 2017-11-13 | 2019-01-16 | 2019-11-13 | 2021-09-03 | * Replacement of Fire Tenders may be treated as direct benefits towards life and property safety measures, not only to the organization but also to the Nation. | 0 | 0 | 0 | 1.7765 | 1.7765 | [11 empty] | 100% | [8 empty] | 0 | 0 | 0 | 1.7765 | 1.7765 | [9 empty] | * PO dispatched vide. HO/4370001800/5197 dtd.24-05-2019. Adv 1.78 cr. *Advanced MFT 1 No. is received at BTPS on 26-08-2021. *Capitalization done in FY-2021-22 of Rs.1.78 Cr. | Capitalised
2 | Normal Multipurpose Fire Tender for BTPS 4-5 | Scheme | MERC/CAPEX/20172018/4653 | 2017-04-19 | 2017-11-13 | 2.5 | 2.5 |  |  | 2017-11-13 | 2022-02-18 | 2019-11-13 | 2023-02-27 | * Replacement of Fire Tenders may be treated as direct benefits towards life and property safety measures, not only to the organization but also to the Nation. | 0 | 0 | 0 | 0 | 0 | 2.1847 | [11 empty] | 100% | [7 empty] | 0 | 0 | 0 | 0 | 0 | 2.1847 | [8 empty] | • Normal MFT-PO placed vide-HO/ 4370002840/02009 dated 02-03-2022 on M/s. Hi-Tech Services, Pune. • NMFT received at BTPS on 22-02-2023. • Work completed on 27-02-2023. Capitalization done in FY 2022-23 of Rs.2.18 Cr. | Capitalised
| IDC | IDC | MERC/CAPEX/20172018/4653 | 2017-04-19 | 2017-11-13 |  |  |  |  | 2017-11-13 | [8 empty] | 0 | [24 empty] | 0 | [10 empty] | N.A.
HO DPR 10 | Implementation of IB recommendations- Civil works at various TPS of Mahagenco | DPR | MERC/CAPEX/20172018/0177 | 2018-01-12 | 2018-02-06 | 10.0654 | 10.0654 |  |  | 2018-02-06 | [8 empty] | 0 | [24 empty] | 0 | [10 empty] | N.A.
1 | Bhusawal: Unit 4-5 | Scheme | MERC/CAPEX/20172018/0177 | 2018-01-12 | 2018-02-06 | 10.0654 | 10.0654 |  |  | 2018-02-06 | 2018-09-06 | 2019-08-06 | 2021-07-15 | *Concrete compound wall construction with concertina coil around periphery of plant at various locations for Safety and security of plant and colony residence area . | 3.15 | 5.1516 |  |  | 8.3016 | 0.49389 | 0.38999 | [9 empty] | 100% | [8 empty] | 0 | 0 | 0 | 8.2998 | 8.2998 | 0.49389 | 0.38999 | [7 empty] | * Purchase Order placed vide No.4370001644 dtd.19/09/2018. * 100% Work Completed on 15-07-2021.WCR is submitted on 05-10-2021. *Scheme capitalized in FY 2021-22 of Rs.8.30 Cr. * Add Cap of Compound wall 0.49 Cr and Price Variation 0.39 Cr | Capitalised
18 | Procurement of assembly of baskets for Air Pre-heater of type 31.5 VIM 2000 (72° PA), Replacement of thermal insulation of Boiler, Ducts & Steam Pipelines and Coal Mill Gear Box in 2x500MW at BTPS, Bhusawal | DPR | MERC/CAPEX/2021-2022/ SBR/ 15 | 2021-02-23 | 2021-09-22 | 14.96 | 14.96 |  |  | 2021-09-22 | [8 empty] | 0 | [24 empty] | 0 | [10 empty] | N.A.
18.1 | Procurement of assembly of baskets for Air Preheater of type 31.5 VIM 2000 (72° PA) for Unit-4&5 | Scheme | MERC/CAPEX/2021-2022/ SBR/ 15 | 2021-02-23 | 2021-09-22 | 5.53 | 5.53 |  |  | 2021-09-22 | 2021-09-22 | 2022-09-22 | 2022-02-11 | * Total Heat Rate improved by 26.12 Kcal/Kwh. * Coal saved =78.36 MT/Per day. * Amount Saved= 12.01 Cr./ Year. |  |  |  | 8.411 | 8.411 | [11 empty] | 100% | [11 empty] | 8.411 | 8.411 | [9 empty] | * PO dispatched -vide -HO/4370002768/No- 9480 dated 22-09-2021. * Work completed in U#4 AOH. WCR submitted on dtd.17-02-2022. *Scheme capitalized in FY 2021-22 of Rs.8.41 Cr. Reason for Cost Overrun- The major components of APH Baskets is Steel (85%). From the various statistics taken from web sites of some reputed organization involved in maintaining, analyzing and forecasting the demand, supply and price data of various metal components and their alloys, It can be seen that there has been tremendous rise in steel prices by almost 60-100 % and the rising trend is still continue. Further, there has been a rise of almost 22% in transportation cost. | Capitalised
18.2 | Replacement of thermal insulation of Boiler, Ducts & Steam Pipelines along with supply | Scheme | MERC/CAPEX/2021-2022/ SBR/ 15 | 2021-02-23 | 2021-09-22 | 3.52 | 3.52 |  |  | 2021-09-22 | 2021-09-23 | 2022-09-22 |  | • The Generation loss will be avoided due to heat loss to environment. • Heat rate of boiler will be improved. • This scheme will improve Boiler life by avoiding further degradation due to aging. • Improvement in working environment as reduction in heat loss to environment. |  |  |  | 0 | 0 | 0 | 0 | 3.52 | [20 empty] | 0 | 0 | 0 | 0 | 2 | [6 empty] | • Tender -T-74/2021, RFx No-3000025763 (2nd Time) was published from 17-02-2022 & further extended up to 13-04-2022. • No bidder is participated, Hence, Amendmend in QR is proposed & submitted to HO for approval vide ltr No-1008 dated 07-05-2022. QR approval received dtd.17-06-2022. •Implementation of scheme in phase manner for Unit-4&5. •Seprate proposal for U-4 & U-5 are prepared are under process at CPA. • PR approval received (110015621) on Dated: 30/7/24. (UNIT-4) • PR approval received (110015623) on Dated: 29/8/24.(UNIT-5) • Tender Published. | WIP
18.3 | Supply of XRP-1043 coal mill gearbox spares in unit-4&5. | Scheme | MERC/CAPEX/2021-2022/ SBR/ 15 | 2021-02-23 | 2021-09-22 | 5.39 | 5.39 |  |  | 2021-09-22 | 2024-03-14 | 2022-09-22 | 2024-04-02 | • Huge Generation loss on account of non availability of coal mill will be reduced. • Mill availability will be maintained. |  |  |  | 0 | 0 |  |  | 3.7044 | [10 empty] | 100% | [9 empty] | 0 | 0 | 0 | 3.7044 | 0 | [6 empty] | • PO approval received dtd.17-09-2022. • Work completed on 02-04-2024. Capitalization done in FY 2024-25 of Rs.3.70 Cr. | Capitalised
| IDC | IDC | MERC/CAPEX/2021-2022/ SBR/ 15 | 2021-02-23 | 2021-09-22 | 0.52 | 0.52 |  |  | 2021-09-22 | [8 empty] | 0 | [24 empty] | 0 | [10 empty] | N.A.
19 | Up-gradation of Operating System of Max DNA DCS, GE Fanuc PLC system & Schneider PLC system & Procurement of Critical Insurance spares for PA and FD fans System at 2 x 500 MW Units BTPS Bhusawal | DPR | MERC/CAPEX/2023-2024/0178 | 2023-10-31 | 2024-03-11 | 31.05 | 31.05 |  |  | 2024-03-11 | [8 empty] | 0 | [24 empty] | 0 | [10 empty] | N.A.
19.1 | Up-gradation of Existing MaxDNA System (HMI) at 500MW BTPS, Bhusawal | Scheme | MERC/CAPEX/2023-2024/0178 | 2023-10-31 | 2024-03-11 | 8.69 | 8.69 |  |  | 2024-03-11 |  |  |  | • Emergency can be avoided by smooth operation of operating station by HMI Upgradation. • The possibilities of catastrophic failures are minimum. |  |  |  |  | 0 |  |  | 0 | 8.69 | [20 empty] | 0 |  |  | 0 | 8.69 | [5 empty] | • MERC In-Principal Clearance Ref. No.0178; Date:11-03-2024. • Tender Published. • Approval for Deviations to Terms & Conditions & opening price bid on single bid.( Disp No.10667; Date: 11-10-24) | WIP
19.2 | Up-gradation of GE IP (GE-Fanuc) make PLC system (HMI) installed at AHP, CPU plant, FOPH, FWPH and Mill Reject system at 2x500MW BTPS, Bhusawal. | Scheme | MERC/CAPEX/2023-2024/0178 | 2023-10-31 | 2024-03-11 | 1.35 | 1.35 |  |  | 2024-03-11 |  |  |  | •To avoid generation loss due to emergency caused due to malfunctioned in HMI. •Reduce repair & maintenance cost. •Increased reliability & stability of process. |  |  |  |  | 0 |  |  | 1.2948 | [21 empty] | 0 |  |  | 1.3538 | [6 empty] | • MERC In-Principal Clearance Ref. No.0178; Date:11-03-2024. • PO submitted to HO for approval on 31-03-2024 • PO approval no 04587 on dated 8-05-2024 • Material delivery period 12 weeks from the date of techno- commercially PO. • WCR received on 05.09.2024 | Capitalised
19.3 | Up-gradation of Schneider PLC System at 2x500MW, BTPS, Bhusawal | Scheme | MERC/CAPEX/2023-2024/0178 | 2023-10-31 | 2024-03-11 | 2.33 | 2.33 |  |  | 2024-03-11 |  |  |  | •To avoid generation loss due to emergency caused due to malfunctioned in HMI. •Reduce repair & maintenance cost. •Increased reliability & stability of process. |  |  |  |  | 0 |  |  | 2.3093 | [21 empty] | 0 |  |  | 2.3093 | [6 empty] | • Approval of PO ( Disp No.03784; Date:08-04-2024. • Material delivery period 18 Months expected delivery in Oct-2025. • Material received on 24 June-24 | WIP
19.4 | Procurement of Rotor assembly with blade set for PA and FD fan at 2 X 500 MW BTPS Bhusawal | Scheme | MERC/CAPEX/2023-2024/0178 | 2023-10-31 | 2024-03-11 | 18.18 | 18.18 |  |  | 2024-03-11 |  |  |  | •Increase in Fan loading capacity. •Furnace draft will be maintained. •Reduction in coal consumption. •Improvement in unit heat rate •Improvement in PLF. |  |  |  |  | 0 |  |  | 16.16 | [21 empty] | 0 |  |  | 16.16 | [6 empty] | PA FAN: •PO Placed (Disp. No 2358) on 22-04-2024. •Material delivery period 12 Months expected delivery in April-2025. • WCR received on 07-10-24 FD Fan: • PO Placed (Disp. No 0017) on 03-04-2024. • Material delivery period 12 Months expected delivery in April-2025. • WCR received on 07-10-24 | Capitalised
| IDC | IDC | MERC/CAPEX/2023-2024/0178 | 2023-10-31 | 2024-03-11 | 0.5 | 0.5 |  |  | 2024-03-11 | [8 empty] | 0 |  |  |  | 0.5 | [20 empty] | 0 |  |  |  | 0.5 | [5 empty] | PA FAN: •PO Placed (Disp. No 2358) on 22-04-2024. •Material delivery period 12 Months expected delivery in April-2025. • WCR received on 07-10-24 FD Fan: • PO Placed (Disp. No 0017) on 03-04-2024. • Material delivery period 12 Months expected delivery in April-2025. • WCR received on 07-10-24 | N.A.
HO DPR 13 | Construction of new Administrative Building for Mahagenco at Vidyut Bhawan, Katol Road, Nagpur | DPR | MERC/CAPEX/2021-2022/MSPGCL/063 | 2018-08-31 | 2022-02-12 | 113.91 | 57 |  |  | 2022-02-12 | [8 empty] | 0 | [24 empty] | 0 | [10 empty] | N.A.
1 | Construction of new Administrative Building for Mahagenco at Vidyut Bhawan, Katol Road, Nagpur | Scheme | MERC/CAPEX/2021-2022/MSPGCL/063 | 2018-08-31 | 2022-02-12 | 108.48 | 54.24 |  |  | 2022-02-12 | [8 empty] | 0 | [20 empty] | 0 | 0 | 0 | 0 | 0 | [9 empty] | Status to be updated by HO | WIP
| IDC | IDC | MERC/CAPEX/2021-2022/MSPGCL/063 | 2018-08-31 | 2022-02-12 | 5.43 | 2.76 |  |  | 2022-02-12 | [8 empty] | 0 | [20 empty] | 0 | 0 | 0 | 0 | 0 | [10 empty] | WIP
HO DPR 16 | Centralized Monitoring Solution | DPR | MERC/CAPEX/MSPGCL/2023-24/0576 | 2023-03-28 | 2023-11-02 | 69.309 | 69.309 |  |  | 2023-11-02 | [8 empty] | 0 | [24 empty] | 0 | [10 empty] | N.A.
1 | Centralized Monitoring Solution | Scheme | MERC/CAPEX/MSPGCL/2023-24/0576 | 2023-03-28 | 2023-11-02 | 66.009 | 66.009 |  |  | 2023-11-02 | [8 empty] | 0 | [24 empty] | 0 | [9 empty] | Status to be updated by HO | WIP
| IDC | IDC | MERC/CAPEX/MSPGCL/2023-24/0576 | 2023-03-28 | 2023-11-02 | 3.3 | 3.3 |  |  | 2023-11-02 | [8 empty] | 0 | [24 empty] | 0 | [10 empty] | WIP
20 | Improvement of Loadability and Availability of Coal Handling Plant at BTPS, Bhusawal | DPR | MERC/CAPEX/MSPGCL/2024-25/0309 | 2024-04-12 | 2024-05-17 | 42.14 | [12 empty] | 0 | [24 empty] | 0
20.1 | Scheme-1:-Design Engineering, Supply, Erection, commissioning, Extension of travel Length & Capacity Enhancement of coal yard with additional drive system of stacker reclaimer conveyor No. 110 at in coal handling Plant BTPS. | Scheme | MERC/CAPEX/MSPGCL/2024-25/0309 | 2024-04-12 | 2024-05-17 | 14.27 | 14.27 |  |  | 2024-05-17 |  |  |  | • Increased Stack Yard capacity. • Loadability and availability will get increased. • Will minimize dozer operation. • Dedicated stacking can be done. • Effective bunkering can be done. |  |  |  |  | 0 |  |  | 0 |  | 14.27 | [19 empty] | 0 |  |  | 0 |  | 14.27 |  |  |  |  | • MERC In-Principal Clearance Ref. No.0309 Date:17-06-2024. • PR approval received 11.10.24 • Tender will be further processed at HO. | WIP
20.2 | Scheme-2:-Design, Engineering, Rectification, Erection & Commissioning of Z point at Conveyor 108A & B at CHP-500MW. | Scheme | MERC/CAPEX/MSPGCL/2024-25/0309 | 2024-04-12 | 2024-05-17 | 8.18 | 8.18 |  |  | 2024-05-17 |  |  |  | • No. of Z points of conveyor 108A and B will be reduced. • Reduction in fatigue failures of conveyor belts. • Reduction in belt joint failures. • Increase belt life. • Reduction in probability of hampering complete bunkering of unit 4 and 5. |  |  |  |  | 0 |  |  | 0 |  | 8.18 | [19 empty] | 0 |  |  | 0 |  | 8.18 |  |  |  |  | • MERC In-Principal Clearance Ref. No.0309 Date:17-06-2024. • PR Approval received on 11-10-24 • Tender is published. | WIP
20.3 | Scheme-3:-Design, Engineering and provision of material lifting arrangement for crusher floor, wobbler feeder & C-105 floor In CHP BTPS. | Scheme | MERC/CAPEX/MSPGCL/2024-25/0309 | 2024-04-12 | 2024-05-17 | 1.88 | 1.88 |  |  | 2024-05-17 |  |  |  | • Safely lifting and shifting of material can be done. • Shifting of material can be done in minimum possible time. • Outage hours will get reduced. • Shifting of material without damages can be ensured. |  |  |  |  | 0 |  |  | 0 |  | 1.88 | [19 empty] | 0 |  |  | 0 |  | 1.88 |  |  |  |  | • MERC In-Principal Clearance Ref. No.0309 Date:17-06-2024. • PO Placed (Disp. No 1026) on 27-09-2024. • Delivery Period: 06 Months (Feb-2025) | WIP
20.4 | Scheme-4:-Structural up-gradation and rehabilitation of reversible yard conveyor in coal handling plant. | Scheme | MERC/CAPEX/MSPGCL/2024-25/0309 | 2024-04-12 | 2024-05-17 | 4.21 | 4.21 |  |  | 2024-05-17 |  |  |  | • Availability of conveyor will get increased. • Capacity will get restored. • Structural damages will get nullified. • Major outages can be avoided. |  |  |  |  | 0 |  |  | 0 |  | 4.21 | [19 empty] | 0 |  |  | 0 |  | 4.21 |  |  |  |  | • MERC In-Principal Clearance Ref. No.0309 Date:17-06-2024. • PR Approval received (Disp no.10679 on 11-10-24) • Tender is published. | WIP
20.5 | Scheme-5:-Design, Engineering, Erection and commissioning of Receiving and discharge chutes of wobbler feeders in CHP BTPS. | Scheme | MERC/CAPEX/MSPGCL/2024-25/0309 | 2024-04-12 | 2024-05-17 | 6.25 | 6.25 |  |  | 2024-05-17 |  |  |  | • Coal leakages will get minimized. • Fugitive emission of dust can be restricted. • Availability will get increased. • Chute choke ups will get minimized. • Better coal flow can be ensured. |  |  |  |  | 0 |  |  | 0 |  | 6.25 | [19 empty] | 0 |  |  | 0 |  | 6.25 |  |  |  |  | •MERC In-Principal Clearance Ref. No.0309 Date:17-06-2024. • PR Approval received on 11-10-24 • Tender is published. | WIP
20.6 | Scheme-6: Procurement of 3 Nos. of Bulldozers at BTPS, Bhusawal. | Scheme | MERC/CAPEX/MSPGCL/2024-25/0309 | 2024-04-12 | 2024-05-17 | 7.35 | 7.35 |  |  | 2024-05-17 |  |  |  | • To avoid generation loss due to poor bunkering. • Reduce the recurring expenditure on repair & maintenance. • Increased reliability & availability of dozers. • Helps in improving the system performance & efficiency by purchasing new dozers. |  |  |  |  | 0 |  |  | 0 |  | 7.35 | [19 empty] | 0 |  |  | 0 |  | 7.35 |  |  |  |  | • Capex PO under process at HO | WIP
| IDC | [17 empty] | 0 |  |  |  |  | 0.42 | [19 empty] | 0 |  |  |  |  | 0.42
21 | Performance Improvement of Coal Handling Plant at BTPS-U4 & 5, Bhusawal | DPR | MERC/CAPEX/MSPGCL/2024-25/0310 |  |  | 57.29 | [12 empty] | 0 | [24 empty] | 0
21.1 | Scheme-1: Revamping, Modification of Gravity take-up and Drive Augmentation of Bunkering conveyor in CHP BTPS | Scheme | MERC/CAPEX/MSPGCL/2024-25/0310 |  | 2024-05-17 | 11.35 | 11.35 |  |  | 2024-05-17 |  |  |  | •Unloading and bunkering rate will be improved. • System availability will get increased. •Outage during Belt replacement will reduce. •Cost saving on account of wastage of belt can be saved, Cost of belt joint and maintenance can be saved. |  |  |  |  | 0 |  |  | 0 |  | 11.35 | [19 empty] | 0 |  |  | 0 |  | 11.35 |  |  |  |  | • MERC In-Principal Clearance Ref. No.0310 Date:17-06-2024. • PR approval received 04.10.24 • Tender is published. | WIP
21.2 | Scheme-2: Revamping of coal diverting chutes in CHP 2x500 MW BTPS | Scheme | MERC/CAPEX/MSPGCL/2024-25/0310 |  | 2024-05-17 | 5.73 | 5.73 |  |  | 2024-05-17 |  |  |  | •Conveyor system availability will increase. •Smooth coal flow can be establishing avoiding chute choke up incidences. •Cleaning will get improved. •Demurrage charges will get reduced. •Maintenance of chutes will get reduced. |  |  |  |  | 0 |  |  | 0 |  | 5.73 | [19 empty] | 0 |  |  | 0 |  | 5.73 |  |  |  |  | • MERC In-Principal Clearance Ref. No.0310 Date:17-06-2024. • PR approval received 23.09.24 • Deviation open. | WIP
21.3 | Scheme-3: Revamping and structural augmentation of Reversible feeder conveyors in CHP-BTPS. | Scheme | MERC/CAPEX/MSPGCL/2024-25/0310 |  | 2024-05-17 | 1.77 | 1.77 |  |  | 2024-05-17 |  |  |  | •Belt will be running with sufficient tension. •Belt running out problems will be reduced. •Coal spillages problems will be reduced. •Coal chokes up & overloading problems will be reduced |  |  |  |  | 0 |  |  | 1.75 |  | 1.77 | [19 empty] | 0 |  |  | 1.75 |  | 1.77 |  |  |  |  | • MERC In-Principal Clearance Ref. No.0310 Date:17-06-2024. • PO Placed (Disp. No 0890) on 23-08-2024. • Delivery Period: 06 Months (Feb-2025) | WIP
21.4 | Scheme-4: Revamping and up-gradation of air & ventilation system in Coal Handling Plant-BTPS. | Scheme | MERC/CAPEX/MSPGCL/2024-25/0310 |  | 2024-05-17 | 9.01 | 9.01 |  |  | 2024-05-17 |  |  |  | •Enhance capacity of air handling unit or ventilation system will get improved. •Energy efficiency can be improved. •100% fresh air. •Better working atmosphere can be ensured and efficiency of working area can be improved. |  |  |  |  | 0 |  |  | 0 |  | 3.85 | [19 empty] | 0 |  |  | 0 |  | 3.85 |  |  |  |  | • MERC In-Principal Clearance Ref. No.0310 Date:17-06-2024. • PR Approval received on 11-10-24 • Tender is published. | WIP
21.5 | Scheme-5: Revamping, Structural & drive up-gradation of conveyor-111 in CHP-BTPS. | Scheme | MERC/CAPEX/MSPGCL/2024-25/0310 |  | 2024-05-17 | 3.85 | 3.85 |  |  | 2024-05-17 |  |  |  | • Conveyor system availability will increase. • Conveyor Loadability will get increased. • Demurrage charges will get reduced. • Chute leakages will get reduced. |  |  |  |  | 0 |  |  | 0 |  | 8.62 | [19 empty] | 0 |  |  | 0 |  | 8.62 |  |  |  |  | • MERC In-Principal Clearance Ref. No.0310 Date:17-06-2024. • PR approval received 04.10.24 • Tender is published. | WIP
21.6 | Scheme-6: Revamping and structural up-gradation of conveyor system in tunnel area in Coal Handling Plant-BTPS. | Scheme | MERC/CAPEX/MSPGCL/2024-25/0310 |  | 2024-05-17 | 8.62 | 8.62 |  |  | 2024-05-17 |  |  |  | •Coal chokes up & overloading problems will be reduced. •Cleaning becomes easier. •Avoidance of generation loss due to on availability coal feeding of streams. •Structural stability will be improved. •Leakages to chute will be minimized. •Unloading of coal will get improved. |  |  |  |  | 0 |  |  | 0 |  | 8.06 | [19 empty] | 0 |  |  | 0 |  | 8.06 |  |  |  |  | MERC In-Principal Clearance Ref. No.0310 Date:17-06-2024.
21.7 | Scheme-7: Erection & Commissioning of Travelling type coal chutes in CHP BTPS. | Scheme | MERC/CAPEX/MSPGCL/2024-25/0310 |  | 2024-05-17 | 8.06 | 8.06 |  |  | 2024-05-17 |  |  |  | •Reliability will be improved. •System outages will be reduced. •Unloading & stacking outages will be reduced. •Structural stability will be improved. |  |  |  |  | 0 |  |  | 0 |  | 4.98 | [19 empty] | 0 |  |  | 0 |  | 4.98 |  |  |  |  | • MERC In-Principal Clearance Ref. No.0310 Date:17-06-2024. • PR approval received 24.10.24 | WIP
21.8 | Scheme-8: Revamping of scoop cooling system installed in coal handling plant BTPS. | Scheme | MERC/CAPEX/MSPGCL/2024-25/0310 |  | 2024-05-17 | 4.98 | 4.98 |  |  | 2024-05-17 |  |  |  | •Effective cooling can be ensured. •Efficiency of Fluid coupling will get increased. |  |  |  |  | 0 |  |  | 0 |  | 3.92 | [19 empty] | 0 |  |  | 0 |  | 3.92 |  |  |  |  | • MERC In-Principal Clearance Ref. No.0310 Date:17-06-2024. • PR Approval received on 11-10-24 • Tender is published. | WIP
21.9 | Scheme-9: Retrofitting and Up-gradation of Dewatering system in CHP-BTPS. | Scheme | MERC/CAPEX/MSPGCL/2024-25/0310 |  | 2024-05-17 | 3.92 | 3.92 |  |  | 2024-05-17 |  |  |  | • All the drain water will be pumped to ETP and system availability on account of accumulation of water at the tunnel will not get hampered. |  |  |  |  | 0 |  |  | 0 |  | 9.01 | [19 empty] | 0 |  |  | 0 |  | 9.01 |  |  |  |  | • MERC In-Principal Clearance Ref. No.0310 Date:17-06-2024. • PR Approval received on 11-10-24 • Tender is published. | WIP
| IDC | [17 empty] | 0 |  |  |  |  | 0.53 | [19 empty] | 0 |  |  |  |  | 0.53
| Asset Transfer from Projects | [17 empty] | 0 | [24 empty] | 0
| SP Busduct Unit 4&5 | [14 empty] | 0.30072 |  |  | 0.30072 | [21 empty] | 0.30072 |  |  | 0.30072
| ESP,ID,FD,PA Fans &Other Boiler Auxiliaries | [8 empty] | - | [7 empty] | 1.0283 | 1.0283 | [23 empty] | 1.0283 | 1.0283
| (ii) DPR Yet to be Submitted to MERC | [17 empty] | 0 | [24 empty] | 0
| FY 2025-26 | [17 empty] | 0 | [24 empty] | 0
1 | Up gradation of coal mill reject system, Procurement of Air heater baskets & spare Air heater gearbox at 2X500MW, Bhusawal TPS | DPR |  |  |  | 31.75 | [12 empty] | 0 |  |  |  | 31.75 | 0 | 0 | 0 | 0 | [7 empty] | 0 | 0 | 0 | 0 | 0 | 0 |  |  |  | 0 |  |  |  |  | 0 | 0 | 0 | 0
1.1 | Work of Capacity enhancement, Engineering, modification, upgradation including spares and consumables and complete commissioning including operation and comprehensive maintenance for 12 months for coal mill reject handling system in Unit-4&5, 2X500MW, BTPS, Bhusawal | Scheme |  |  |  | 15.05 | [7 empty] | Avalibility of coal mill system will be improved. • Saving of avg. load loss per day = Rs 16.67 Crore ( outage of 1 coal mill for 4-5 hrs due to choke -up problem) |  |  |  |  | 0 |  |  |  | 15.05 | [10 empty] | 100% | [9 empty] | 0 |  |  |  | 15.05 | [5 empty] | • BR Approved Ref No : 09835 , Date : 23.09.24
1.2 | Procurement of assembly of baskets & seals for Air Preheater of type 31.5 VIM 2000 (72° PA), in Unit-5 2x500MW, BTPS Bhusawal | Scheme |  |  |  | 7.45 | [7 empty] | Unit performance improvement. • Heat rate improvement by 20 kcal/Kwh • Saving of coal cost per year = Rs 9.50 Crore |  |  |  |  | 0 |  |  |  | 7.45 | [10 empty] | 100% | [9 empty] | 0 |  |  |  | 7.45 | [5 empty] | • BR Approved Ref No : 09835 , Date : 23.09.24
1.3 | Procurement of APH Gearbox to improve availability and performance of Air preheaters at 2 x 500 MW Units, BTPS, Bhusawal. | Scheme |  |  |  | 9.25 | [7 empty] | Reduction in generation loss & to improve unit availability. • Saving in term of AFC per year = Rs 28.20 crore. ( Considering 20 days of unit outage on account of non availabilty of APH) |  |  |  |  | 0 |  |  |  | 9.25 | [10 empty] | 100% | [9 empty] | 0 |  |  |  | 9.25 | [5 empty] | • BR Approved Ref No : 09835 , Date : 23.09.24
2 | Boiler Reliability & Availability improvement at 2x500MW, Bhusawal TPS. | DPR |  |  |  | 83.63 | [12 empty] | 0 |  |  |  | 83.63 | 0 | 0 | 0 | 0 | [7 empty] | 0 | 0 | 0 | 0 | 0 | 0 |  |  |  | 0 |  |  |  |  | 0 | 0 | 0 | 0
2.1 | Procurement & Replacement Of LTSH Coils for Unit - 4 & 5 (500MW) TPS, Bhusawal. | Scheme |  |  |  | 19.11 | [7 empty] | Reduction in boiler tube leakages , to improve unit availability & boiler performance. • Saving in term of AFC per year = Rs 4.91 crore. ( Considering 3 days of unit outage on account of 1 BTL occasion) |  |  |  |  | 0 |  |  |  | 19.11 | [10 empty] | 100% | [9 empty] | 0 |  |  |  | 19.11 | [5 empty] | • DPR in preparation
2.2 | Procurement & Replacement Of Economiser Coils For Unit - 4 & 5 (500MW) TPS, Bhusawal | Scheme |  |  |  | 47.6 | [7 empty] | Reduction in boiler tube leakages , to improve unit availability & boiler performance. • Saving in term of AFC per year = Rs 4.91 crore. ( Considering 3 days of unit outage on account of 1 BTL occasion) |  |  |  |  | 0 |  |  |  | 47.6 | [10 empty] | 100% | [9 empty] | 0 |  |  |  | 47.6 | [5 empty] | • DPR in preparation
2.3 | Procurement of assembly of APH Baskets Unit-4 | Scheme |  |  |  | 7.55 | [7 empty] | Unit performance improvement. • Heat rate improvement by 20 kcal/Kwh • Saving of coal cost per year = Rs 9.50 Crore |  |  |  |  | 0 |  |  |  | 7.55 | [10 empty] | 100% | [9 empty] | 0 |  |  |  | 7.55 | [5 empty] | • DPR in preparation
2.4 | Procurement of APH Gearbox Unit-4&5 | Scheme |  |  |  | 9.37 | [7 empty] | Reduction in generation loss & to improve unit availability. • Saving in term of AFC per year = Rs 28.20 crore. ( Considering 20 days of unit outage on account of non availabilty of APH) |  |  |  |  | 0 |  |  |  | 9.37 | [10 empty] | 100% | [9 empty] | 0 |  |  |  | 9.37 | [5 empty] | • DPR in preparation
3 | Various Turbine side reliability improvement schemes at 2x500MW, BTPS | DPR |  |  |  | 41.4 | [12 empty] | 0 |  |  |  | 41.4 | 0 | 0 | 0 | 0 | [7 empty] | 0 | 0 | 0 | 0 | 0 | 0 |  |  |  | 0 |  |  |  |  | 0 | 0 | 0 | 0
3.1 | Reliability improvement of Atlas copco make (mode -ZR -500) | Scheme |  |  |  | 2.4 | [7 empty] | Reliability & performance of the compressor improved. • Saving in term of AFC per year = Rs 2.08 crore. ( Considering 1day of unit outage on account of non availabilty of instrument air) |  |  |  |  | 0 |  |  |  | 2.4 | [10 empty] | 100% | [9 empty] | 0 |  |  |  | 2.4 | [5 empty] | • DPR in preparation
3.2 | Reliability improvement of HPCV Valve with procurment cone assy | Scheme |  |  |  | 2 | [7 empty] | • Improve availability & realiability of plant. |  |  |  |  | 0 |  |  |  | 2 | [10 empty] | 100% | [9 empty] | 0 |  |  |  | 2 | [5 empty] | • DPR in preparation
3.3 | Reliability improvement of Alfa Laval make Portable COP | Scheme |  |  |  | 3 | [7 empty] | • Improve availability & realiability of plant. |  |  |  |  | 0 |  |  |  | 3 | [10 empty] | 100% | [9 empty] | 0 |  |  |  | 3 | [5 empty] | • DPR in preparation
3.4 | Reliability improvement of Seal Oil System with procurement of various U Seal rings | Scheme |  |  |  | 2 | [7 empty] | • Improve availability & realiability of plant. |  |  |  |  | 0 |  |  |  | 2 | [10 empty] | 100% | [9 empty] | 0 |  |  |  | 2 | [5 empty] | • DPR in preparation
3.5 | Reliability improvement of Unit-4 & 5 NDCT with replacement of PVC fills and allied work | Scheme |  |  |  | 30 | [7 empty] | • Overall unit efficiency will increase. • APC reduction by 0.073 % • Generation loss will be 0.72 MUs |  |  |  |  | 0 |  |  |  | 30 | [10 empty] | 100% | [9 empty] | 0 |  |  |  | 30 | [5 empty] | • DPR in preparation
3.6 | Upgradation of Chiller plant, GEHO pump house & OLTC PLC system. |  |  |  |  | 2 | [7 empty] | • Improve availability & realiability of plant. |  |  |  |  | 0 |  |  |  | 2 | [10 empty] | 100% | [9 empty] | 0 |  |  |  | 2 | [5 empty] | • DPR in preparation
4 | IB recommended scheme related (Civil and Electrical) | DPR |  |  |  | 10.76 | [12 empty] | 0 |  |  |  | 10.76 | 0 | 0 | 0 | 0 | [7 empty] | 0 | 0 | 0 | 0 | 0 | 0 |  |  |  | 0 |  |  |  |  | 0 | 0 | 0 | 0
4.1 | Work of fabricating and erecting structural steel watch tower (10 Nos.) in major store, plant area, ash pipe line and ash bund area at BTPS, Deepnagar. | Scheme |  |  |  | 0.86 | [7 empty] | To insure safety of plant. • Plant security will be improved. • Minimize the thefts. • Improve shelter facilities for guards, so they can observe longer distances by covering the maximum area. |  |  |  |  | 0 |  |  |  | 0.86 | [10 empty] | 100% | [9 empty] | 0 |  |  |  | 0.86 | [5 empty] | • DPR send to HO for approval on 14-08-2024
4.2 | Work of construction of ladies frisking room for security section and visitors room near factory gate and providing at 2x500MW, BTPS, Deepnagar. | Scheme |  |  |  | 0.43 | [7 empty] | To insure safety of plant. • It is comfortable and easy for lady security guards to check female employees/ labours visitors & Ensures total privacy of the female employees /labours/ visitors. |  |  |  |  | 0 |  |  |  | 0.43 | [10 empty] | 100% | [9 empty] | 0 |  |  |  | 0.43
4.3 | Work of dismantling and construction old weathered UCR compound wall on bhogawati riverside in 2x500 MW at BTPS. | Scheme |  |  |  | 3.29 | [7 empty] | To insure safety of plant. • Threat to valuable of company, entry of unsocial elements to functional plant and machinery of BTPS will be controlled. |  |  |  |  | 0 |  |  |  | 3.29 | [10 empty] | 100% | [9 empty] | 0 |  |  |  | 3.29
4.4 | Construcion of RCC comppund wall from remote silo to pimpri sekam railway siding cabin at BTPS | Scheme |  |  |  | 2.02 | [7 empty] | To insure safety of plant. • Protection from external threat to functional plants and machinery. • Security of BTPS will be improved. |  |  |  |  | 0 |  |  |  | 2.02 | [10 empty] | 100% | [9 empty] | 0 |  |  |  | 2.02
4.5 | Installation of Highmast towers | Scheme |  |  |  | 4.16 | [7 empty] | To insure safety of plant. • LED consume less enegry so energy will be saved. • Maintenance & replacement cost will be reduced. • IB recommendation. |  |  |  |  | 0 |  |  |  | 4.16 | [10 empty] | 100% | [9 empty] | 0 |  |  |  | 4.16
| FY 2026-27 | [17 empty] | 0 | [24 empty] | 0
1 | Coal Mill Performance Improvement and Life Enhancement of BHEL Make XRP-1043 Coal Mills in 2x500 MW BTPS. | DPR |  |  |  | 50 | [12 empty] | 0 |  |  |  | 0 |  | 0 | 0 | 0 | [6 empty] | 0 |  | 0 | 0 | 0 | 0 | 0 |  |  |  | 0 |  |  |  | 0 |  | 0 | 0 | 0
1.1 | Coal Mill Performance Improvement and Life Enhancement of BHEL Make XRP-1043 Coal Mills in 2x500 MW BTPS. | Scheme |  |  |  | 50 | [7 empty] | Avalibility of coal mill system will be improved. • Saving of avg. load loss per day = Rs 16.67 Crore ( outage of 1 coal mill for 4-5 hrs ) |  |  |  |  | 0 |  |  |  |  | 50 | [10 empty] | 100% | [8 empty] | 0 |  |  |  |  | 50
2 | Upgradation of Coal feeder weighing system and revamping of Boiler side pneumatic dampers system of Hot air, cold air, FD,PA and burner tilt at Bhusawal TPS 2x500W | DPR |  |  |  | 35 | [12 empty] | 0 |  |  |  | 0 |  | 0 | 0 | 0 | [6 empty] | 0 |  | 0 | 0 | 0 | 0 | 0 |  |  |  | 0 |  |  |  | 0 |  | 0 | 0 | 0
2.1 | Upgradation of Coal feeder weighing system at Bhusawal TPS 2x500W | Scheme |  |  |  | 11.42 | [7 empty] | • This scheme lead to process improvement. |  |  |  |  | 0 |  |  |  |  | 11.42 | [10 empty] | 100% | [8 empty] | 0 |  |  |  |  | 11.42
2.2 | Up-gradation of carbon monoxide analyzer in flue gas installed | Scheme |  |  |  | 2.16 | [7 empty] | Unit performance improvement. • Heat rate improvement by 4 kcal/Kwh • Saving of coal cost per year = Rs 1.9 Crore |  |  |  |  | 0 |  |  |  |  | 2.16 | [10 empty] | 100% | [8 empty] | 0 |  |  |  |  | 2.16
2.3 | Up- Gradation of condition monitoring & analysis system for TSI of Main Turbine , TDBFP & BOP System 2x500 MW BTPS. | Scheme |  |  |  | 13.2 | [7 empty] | • To ensure safety of turbine & avoid falls tripping unit. • To improve the system availability. |  |  |  |  | 0 |  |  |  |  | 13.2 | [10 empty] | 100% | [8 empty] | 0 |  |  |  |  | 13.2
2.5 | Revamping of Boiler side pneumatic dampers system of Hot air, cold air, FD,PA and burner tilt at BTPS 2X500MW | Scheme |  |  |  | 6 | [7 empty] | • Improves flame stability & load variation can be possible. • Reduces auxiliary consumption such as PA, FA fans. • Boiler efficiency will be improved. |  |  |  |  | 0 |  |  |  |  | 6 | [10 empty] | 100% | [8 empty] | 0 |  |  |  |  | 6
2.6 | Procurement of various high pressure valves at 2x500 MW. | Scheme |  |  |  | 2.22 | [7 empty] | • Reduce the loss of steam/water and improve the boiler heat rate. |  |  |  |  | 0 |  |  |  |  | 2.22 | [10 empty] | 100% | [8 empty] | 0 |  |  |  |  | 2.22
3 | Schemes for Turbine side auxiliaries systems Performance & efficiency improvement schemes at 2X500MW, Bhusawal TPS | DPR |  |  |  | 42.47 | [12 empty] | 0 |  |  |  | 0 |  | 0 | 0 | 0 | [6 empty] | 0 |  | 0 | 0 | 0 | 0 | 0 |  |  |  | 0 |  |  |  | 0 |  | 0 | 0 | 0
3.1 | Procurement of BFP Booster Pump (FA-1B-75) complete assembly (04 Nos) at 500MW BTPS, Bhusawal. | Scheme |  |  |  | 3.16 | [7 empty] | • Improvement in auxillary power consumption. • Total Saving in power per year = Rs 0.54 Cr |  |  |  |  | 0 |  |  |  |  | 3.16 | [10 empty] | 100% | [8 empty] | 0 |  |  |  |  | 3.16 |  |  |  |  | • Revised DPR send to HO for approval on 01-08-2024. • Data gap received on 12-08-2024.
3.2 | Procurement of Vacuum Pump complete assembly with recirculation Pump (01 No) and Impeller assembly (2 Nos) at 500MW BTPS, Bhusawal. | Scheme |  |  |  | 5.2 | [7 empty] | Availability of unit • Saving in term of AFC per year = Rs 8.57 crore. ( Considering 6 days of unit outage on account of 1 event) |  |  |  |  | 0 |  |  |  |  | 5.2 | [10 empty] | 100% | [8 empty] | 0 |  |  |  |  | 5.2
3.3 | Revamping, modification of outdoor ducting of Air ventilation system at 2x500MW BTPS, Bhusawal. | Scheme |  |  |  | 8.72 | [7 empty] | • For safety and health of human and plant auxiliaries |  |  |  |  | 0 |  |  |  |  | 8.72 | [10 empty] | 100% | [8 empty] | 0 |  |  |  |  | 8.72
3.4 | Performance improvement of compressors | Scheme |  |  |  | 12.99 | [7 empty] | •Reliability & performance of the compressor improved. • Total Saving in power per year = Rs 1.28 Crore • R&M Cost saving per year = Rs 0.62 Crore. • Fixed Cost saving per year = Rs 0.96 Crore. |  |  |  |  | 0 |  |  |  |  | 12.99 | [10 empty] | 100% | [8 empty] | 0 |  |  |  |  | 12.99
3.5 | Centralized Water Management System at BTPS, Deepnagar, Bhusawal | Scheme |  |  |  | 2.29 | [7 empty] | • Annual Savings in terms of Water Charges = Rs 1.04 Crore |  |  |  |  | 0 |  |  |  |  | 2.29 | [10 empty] | 100% | [8 empty] | 0 |  |  |  |  | 2.29
3.6 | Revamping and upgradation of Forbes Marshal make Steam & Water Analysis System Installed at 2x500MW BTPS. | Scheme |  |  |  | 10.11 | [7 empty] | • Availability of boiler by reduction in Boiler tube leakages. • Savings in terms of AFC & Fuel Oil Consumption per year = Rs 4.09 Crore |  |  |  |  | 0 |  |  |  |  | 10.11 | [19 empty] | 0 |  |  |  |  | 10.11
4 | Implementation of flexible operation solutions for technical minimum operation of 2x500MW, BTPS. | DPR |  |  |  | 50 | [12 empty] | 0 | [5 empty] | 0 | 0 | 0 | [6 empty] | 0 |  | 0 | 0 | 0 | 0 | 0 |  |  |  | 0 |  |  |  | 0 |  | 0 | 0 | 0
4.1 | Implementation of flexible operation solutions for technical minimum operation of 2x500MW, BTPS. | Scheme |  |  |  | 50 | [7 empty] | • As per GoI, increasing contribution from renewable energy sources. So to achieve flexible operation of thermal units scheme is mandatory. |  |  |  |  | 0 |  |  |  |  | 50 | [10 empty] | 100% | [8 empty] | 0 |  |  |  |  | 50
| FY 2027-28 | [17 empty] | 0 | [24 empty] | 0
1 | Supply,Installation and commissioning of Boiler performance and reliability improvement schemes at BTPS 2x500MW. | DPR |  |  |  | 25.08 | [12 empty] | 0 |  |  |  | 0 | 0 |  | 0 | 0 | [6 empty] | 0 | 0 |  | 0 | 0 | 0 | 0 |  |  |  | 0 |  |  |  | 0 | 0 |  | 0 | 0
1.1 | Procurement of M/s Torishima, Japan make, 350 KW, 6.6KV, Boiler Circulating Water (BCW) Pump Motors at BTPS 2x500MW. | Scheme |  |  |  | 5.58 | [7 empty] | • Reduce auxiliary power consumption. • Reduce maintenance cost. • Less maintenance. |  |  |  |  | 0 | [5 empty] | 5.58 | [10 empty] | 100% | [7 empty] | 0 | [5 empty] | 5.58 |  |  |  | • DPR yet to be prepared.
1.2 | Installation commissioning of Online DC Earth fault monitoring system at 220V DCDB at 500MW U-4&5. | Scheme |  |  |  | 2.5 | [7 empty] | • For realability of protection of sysytem. |  |  |  |  | 0 | [5 empty] | 2.5 | [10 empty] | 100% | [7 empty] | 0 | [5 empty] | 2.5 |  |  |  | • DPR yet to be prepared.
1.3 | Design, supply, erection, comms. Of ID VFD & AHP transformers for 2x500MW BTPS. | Scheme |  |  |  | 2 | [7 empty] | • Electrical power saving by 5 Amp per pump. • Power saving per year = Rs 0.35 Crore |  |  |  |  | 0 | [5 empty] | 2 | [10 empty] | 100% | [7 empty] | 0 | [5 empty] | 2 |  |  |  | • DPR yet to be prepared.
1.4 | Design,supply,installation and commissioning of Energy efficient System for illumination at BTPS 2x500MW. | Scheme |  |  |  | 4 | [7 empty] | • Annual energy saving per year = Rs 0.743 Crore. |  |  |  |  | 0 | [5 empty] | 4 | [10 empty] | 100% | [7 empty] | 0 | [5 empty] | 4 |  |  |  | • DPR yet to be prepared.
1.5 | Procurement of Main Gear unit assembly of electrical Actuators in 2x500MW BTPS | Scheme |  |  |  | 6 | [7 empty] | • The reliability of system improves. • Reduction in R&M cost per year = Rs 0.40 Crore. • Non availability of critical valves hampers reliability of the system. |  |  |  |  | 0 | [5 empty] | 6 | [10 empty] | 100% | [7 empty] | 0 | [5 empty] | 6 |  |  |  | • DPR yet to be prepared.
1.6 | Supply, erection, commissioning & site testing of 360V, 750 AH Station UPS Battery Sets along with accessories for Unit No.5 at BTPS 2x500MW. | Scheme |  |  |  | 4 | [7 empty] | • Availability & Reliability of Unit get Increased. |  |  |  |  | 0 | [5 empty] | 4 | [10 empty] | 100% | [7 empty] | 0 | [5 empty] | 4 |  |  |  | • DPR yet to be prepared.
1.7 | Upgradation of EWLI system at Bhusawal TPS 2x500W | Scheme |  |  |  | 1 | [7 empty] | • Availability & Reliability of Unit get Increased. |  |  |  |  | 0 | [5 empty] | 1 | [10 empty] | 100% | [7 empty] | 0 | [5 empty] | 1 |  |  |  | • DPR yet to be prepared.
2 | Performance improvement of Bottom ash evacualtion system to reduce auxillary power consumption, water consumption & environmental pollution at 2X500MW, Bhusawal TPS | DPR |  |  |  | 42.33 | [12 empty] | 0 |  |  |  | 0 | 0 |  | 0 | 0 | [6 empty] | 0 | 0 |  | 0 | 0 | 0 | 0 |  |  |  | 0 |  |  |  | 0 | 0 |  | 0 | 0
2.1 | Modification of latest design AR 200/550 Ash slurry pump assembly including auxillaries at AHP, 2x500MW, BTPS. | Scheme |  |  |  | 4.69 | [7 empty] | • Fixed Cost saving per year = Rs 5.04 Crore. • Saving in cost of electrical power & water = Rs 1.67 Crore. |  |  |  |  | 0 | [5 empty] | 4.69 | [10 empty] | 100% | [7 empty] | 0 | [5 empty] | 4.69 |  |  |  | • DPR send to HO for approval on 22-08-2024. • Data Gap received on 03-09-2024
2.2 | Modification of single roll reversible clinker grinder system at AHP, 2x500MW, BTPS | Scheme |  |  |  | 3.09 | [7 empty] | • Fixed Cost saving per year = Rs 5.04 Crore. • R&M Cost saving per year = Rs 0.38 Crore. • Saving in cost of electrical power & water = Rs 0.17 Crore. |  |  |  |  | 0 | [5 empty] | 3.09 | [10 empty] | 100% | [7 empty] | 0 | [5 empty] | 3.09
2.3 | Modification of bottom ash & coarse ash slurry pipe line disposal system at AHP 2X500 MW BTPS | Scheme |  |  |  | 34.55 | [7 empty] | • Fixed Cost saving per year = Rs 5.04 Crore. • Variable Cost saving per year = Rs 1.73 Crore. • Saving in cost of electrical power & water = Rs 0.167 Crore. |  |  |  |  | 0 | [5 empty] | 34.55 | [10 empty] | 100% | [7 empty] | 0 | [5 empty] | 34.55
3 | Boiler Reliability & Availability improvement at 2x500MW, Bhusawal TPS. | DPR |  |  |  | 45 | [12 empty] | 0 |  |  |  | 0 | 0 |  | 0 | 0 | [6 empty] | 0 | 0 |  | 0 | 0 | 0 | 0 |  |  |  | 0 |  |  |  | 0 | 0 |  | 0 | 0
3.1 | Procurement of Boiler Coils (CRH &HRH) at 2x500MW BTPS. | Scheme |  |  |  | 25 | [7 empty] | Reduction in boiler tube leakages , to improve unit availability & boiler performance. • Saving in term of AFC per year = Rs 4.91 crore. ( Considering 3 days of unit outage on account of 1 BTL occasion) |  |  |  |  | 0 | [5 empty] | 25 | [10 empty] | 100% | [7 empty] | 0 | [5 empty] | 25 |  |  |  | • DPR yet to be prepared.
3.2 | Procurement of ID fan impeller with shaft at 2x500 MW BTPS. | Scheme |  |  |  | 15 | [7 empty] | • Avalability of unit increased . • Savings in partial loading of unit for 7 days ( Considering non- avalability of 1 ID fan) |  |  |  |  | 0 | [5 empty] | 15 | [10 empty] | 100% | [7 empty] | 0 | [5 empty] | 15 |  |  |  | • DPR yet to be prepared.
3.3 | Procurement SH,RH,MS outlet valves with actuator and motor at 2x500 MW BTPS. | Scheme |  |  |  | 5 | [7 empty] | • Improved the boiler heat rate. • Saving of coal cost per year = Rs 2.11 Crore. |  |  |  |  | 0 | [5 empty] | 5 | [10 empty] | 100% | [7 empty] | 0 | [5 empty] | 5 |  |  |  | • DPR yet to be prepared.
4 | CHP Infrastructure Development Schemes | DPR |  |  |  | 46.9 | [12 empty] | 0 |  |  |  | 0 | 0 |  | 0 | 0 | [6 empty] | 0 | 0 |  | 0 | 0 | 0 | 0 |  |  |  | 0 |  |  |  | 0 | 0 |  | 0 | 0
4.1 | Supply, installation and commissioning PLC system on a single platform to match with external aspect & process improvement at CHP 2x500MW BTPS. | Scheme |  |  |  | 18.4 | [7 empty] | • Maximum Coal Handling Plant availability • Faster coal wagon Unloading • Reduction in maintenance and operational cost. • Release of spare time to maintain other auxiliaries. • Utilization of rated capacity of conveyor belts • Reduction in auxiliary consumption • Reduction in breakdown time. |  |  |  |  | 0 | [5 empty] | 18.4 | [10 empty] | 100% | [7 empty] | 0 | [5 empty] | 18.4 |  |  |  | • DPR yet to be prepared.
4.2 | Supply, installation, retrofitting and commissioning of HT breaker at HT Switchgear in CHP 2x500MW BTPS | Scheme |  |  |  | 6.9 | [7 empty] | • Maximum Coal Handling Plant availability • Faster coal wagon Unloading • Reduction in maintenance and operational cost. • Release of spare time to maintain other auxiliaries. • Utilization of rated capacity of conveyor belts • Reduction in auxiliary consumption • Reduction in breakdown time. |  |  |  |  | 0 | [5 empty] | 6.9 | [10 empty] | 100% | [7 empty] | 0 | [5 empty] | 6.9 |  |  |  | • DPR yet to be prepared.
4.3 | Supply, installation, retrofitting and commissioning of LT breaker at LT Switchgear in CHP 2x500MW BTPS. | Scheme |  |  |  | 4.4 | [7 empty] | • Maximum Coal Handling Plant availability • Faster coal wagon Unloading • Reduction in maintenance and operational cost. • Release of spare time to maintain other auxiliaries. • Utilization of rated capacity of conveyor belts • Reduction in auxiliary consumption • Reduction in breakdown time. |  |  |  |  | 0 | [5 empty] | 4.4 | [10 empty] | 100% | [7 empty] | 0 | [5 empty] | 4.4 |  |  |  | • DPR yet to be prepared.
4.4 | Supply, Installation & Commissioning of Magnetic Separators at CHP 2x 500MW BTPS Deepnagar | Scheme |  |  |  | 3.73 | [7 empty] | • Reduction in maintenance and operational cost. • Release of spare time to maintain other auxiliaries. • Utilization of rated capacity of conveyor belts • Reduction in auxiliary consumption • Reduction in breakdown time. |  |  |  |  | 0 | [5 empty] | 3.73 | [10 empty] | 100% | [7 empty] | 0 | [5 empty] | 3.73 |  |  |  | • DPR yet to be prepared.
4.5 | Supply, Installation & Commissioning Flameproof lighting at CHP 2x 500MW BTPS Deepnagar | Scheme |  |  |  | 10.47 | [7 empty] | • minimize the risk of ignition in hazardous environment. • Reduce procurement & maintenance cost. |  |  |  |  | 0 | [5 empty] | 10.47 | [10 empty] | 100% | [7 empty] | 0 | [5 empty] | 10.47 |  |  |  | • DPR yet to be prepared.
4.6 | Supply, Installation & upgradation of HT /LT relay at CHP BTPS. | Scheme |  |  |  | 3 | [7 empty] | • Improved the safety & protection under faulty condition. • Enhanced system reliability. • Reduced the cost & extends the life of the HT/LT systems. |  |  |  |  | 0 | [5 empty] | 3 | [18 empty] | 0 | [5 empty] | 3 |  |  |  | • DPR yet to be prepared.
5 | Detail Project report of improvement of Unloading in Coal handling Plant BTPS. | DPR |  |  |  | 35.89 | [12 empty] | 0 |  |  |  | 0 | 0 |  | 0 | 0 | [6 empty] | 0 | 0 |  | 0 | 0 | 0 | 0 |  |  |  | 0 |  |  |  | 0 | 0 |  | 0 | 0
5.1 | Procurement of 04 no of locomotives for Coal handling Plant BTPS. | Scheme |  |  |  | 13.68 | [7 empty] | • Reduction in outage hours in account of Locomotives will get reduced, hence improvement in availability & reliability of Locomotives. Coal wagon movement can be possible more rapidly & efficiently. |  |  |  |  | 0 | [5 empty] | 13.68 | [10 empty] | 100% | [7 empty] | 0 | [5 empty] | 13.68 |  |  |  | • DPR yet to be prepared.
5.2 | Design Supply Erection and Comission of Hour glass shape Coal diverting chutes with extra life wear resistant plates in CHP, BTPS. | Scheme |  |  |  | 5.67 | [7 empty] | • Reduced wear & tear & lower the maintenance cost. • Improved coal flow efficiency . |  |  |  |  | 0 | [5 empty] | 5.67 | [10 empty] | 100% | [7 empty] | 0 | [5 empty] | 5.67
5.3 | Design Supply Erection and Comission of Inverted Y Shape Coal diverting chutes with extra life wear resistant plates in CHP, BTPS. | Scheme |  |  |  | 4.72 | [7 empty] | • Reduced wear & tear & lower the maintenance cost. • Improved coal flow efficiency . |  |  |  |  | 0 | [5 empty] | 4.72 | [10 empty] | 100% | [7 empty] | 0 | [5 empty] | 4.72
5.4 | Design Supply Erection and Comission of coal diverting chutes with extra life wear resistant plates in CHP BTPS. | Scheme |  |  |  | 4.72 | [7 empty] | • Reduced wear & tear & lower the maintenance cost. • Improved coal flow efficiency . |  |  |  |  | 0 | [5 empty] | 4.72 | [10 empty] | 100% | [7 empty] | 0 | [5 empty] | 4.72
5.5 | Work of Revamping and structural up-gradation of conveyor 104A&B in Coal Handling Plant-BTPS. | Scheme |  |  |  | 7.1 | [7 empty] | • Conveyor system availability will increase. • Demurrage charges will get reduced. • Overloading of conveyor will be minimized. • Low auxiliary consumption can be achieved. |  |  |  |  | 0 | [5 empty] | 7.1 | [10 empty] | 100% | [7 empty] | 0 | [5 empty] | 7.1
6 | Supply and Installation of reliability improvement schemes for HT/LT switchgears and auxilliaries at BTPS 2x500MW. | DPR |  |  |  | 47.8 | [12 empty] | 0 |  |  |  | 0 | 0 |  | 0 | 0 | [6 empty] | 0 | 0 |  | 0 | 0 | 0 | 0 |  |  |  | 0 |  |  |  | 0 | 0 |  | 0 | 0
6.1 | Procurement of HT Motors of various ratings at 2x500MW. | Scheme |  |  |  | 4 | [7 empty] | • Energy efficient motor for auxillary power reduction • Saving in term of AFC per year = Rs 1 crore. |  |  |  |  | 0 | [5 empty] | 4 | [10 empty] | 100% | [7 empty] | 0 | [5 empty] | 4 |  |  |  | • DPR yet to be prepared.
6.2 | Procurement of Dry type transformers of varoius ratings at 2x500MW. | Scheme |  |  |  | 4 | [7 empty] | • Reduce auxiliary power consumption. |  |  |  |  | 0 | [5 empty] | 4 | [10 empty] | 100% | [7 empty] | 0 | [5 empty] | 4
6.3 | Procurement of Inverter and converter trolleys of GEHO Pump at 2x500MW. | Scheme |  |  |  | 2 | [7 empty] | • System relability will be improved. |  |  |  |  | 0 | [5 empty] | 2 | [10 empty] | 100% | [7 empty] | 0 | [5 empty] | 2
6.4 | Procurement of Vacuum Contactors of various ratings for HT Switchgears at BTPS 2x500MW. | Scheme |  |  |  | 2.5 | [7 empty] | • Relable operation & protection of plant auxillary. |  |  |  |  | 0 | [5 empty] | 2.5 | [10 empty] | 100% | [7 empty] | 0 | [5 empty] | 2.5
6.5 | Supply, erection, commissioning & site testing of 360V, 750 AH Station UPS Battery Sets along with accessories for Unit No.4 at BTPS 2x500MW’. | Scheme |  |  |  | 4 | [7 empty] | • Relability of plant relay protection system. |  |  |  |  | 0 | [5 empty] | 4 | [10 empty] | 100% | [7 empty] | 0 | [5 empty] | 4
6.6 | Updragation of Sox-Nox analyzer,PM analyzer, ETP analyzer at BTPS 2X500MW. | Scheme |  |  |  | 1.05 | [7 empty] | • Increased reliability & stability of process . • Reduces environmental losses. |  |  |  |  | 0 | [5 empty] | 1.05 | [10 empty] | 100% | [7 empty] | 0 | [5 empty] | 1.05
6.7 | Upgradation of O2 analyzer at BTPS 2X500MW | Scheme |  |  |  | 3.4 | [7 empty] | Unit performance improvement. • Heat rate improvement by 4 kcal/Kwh • Saving of coal cost per year = Rs 1.9 Crore |  |  |  |  | 0 | [5 empty] | 3.4 | [10 empty] | 100% | [7 empty] | 0 | [5 empty] | 3.4
6.8 | Revamping & Upgradation Of Vibration Monitoring Rack From VM7 TO VM7B at BTPS 2X500MW | Scheme |  |  |  | 5 | [7 empty] | • Realability of the system will improved. |  |  |  |  | 0 | [5 empty] | 5 | [10 empty] | 100% | [7 empty] | 0 | [5 empty] | 5
6.9 | Procurement & Installation of High Mast towers in various location in BTPS | Scheme |  |  |  | 2 | [7 empty] | • IB recommondation. |  |  |  |  | 0 | [5 empty] | 2 | [18 empty] | 0 | [5 empty] | 2
6.1 | Renovation and Modification of Colony Electric Supply System to improve availability and reliability of supply system at BTPS Colony, Deepnagar | Scheme |  |  |  | 15.85 | [7 empty] | • Reduction in power distribution losses • Improvement in system reliability & uninterrupted power supply as system is too old. |  |  |  |  | 0 | [5 empty] | 15.85 | [18 empty] | 0 | [5 empty] | 15.85
6.11 | Work of Overhauling repairs of U-5 350KW BCWP motor of M/s Torishima make at BTPS 2x500MW. | Scheme |  |  |  | 4 | [7 empty] | • Reduce auxiliary power consumption. • Reduce maintenance cost. • Less maintenance. |  |  |  |  | 0 | [5 empty] | 4 | [18 empty] | 0 | [5 empty] | 4
| FY 2028-29 | [17 empty] | 0 | [24 empty] | 0
1 | APH baskets with main drive Gear box and lub oil skids with motor at 2x500MW BTPS | DPR |  |  |  | 50 | [12 empty] | 0 |  |  |  | 0 | 0 | 0 |  | 0 | [6 empty] | 0 | 0 | 0 |  | 0 | 0 | 0 |  |  |  | 0 |  |  |  | 0 | 0 | 0 |  | 0
1.1 | APH baskets with main drive Gear box and lub oil skids with motor at 2x500MW BTPS | Scheme |  |  |  | 50 | [7 empty] | Unit performance improvement. • Heat rate improvement by 20 kcal/Kwh • Saving of coal cost per year = Rs 9.50 Crore |  |  |  |  | 0 | [6 empty] | 50 | [10 empty] | 100% | [6 empty] | 0 | [6 empty] | 50 |  |  | • DPR yet to be prepared.
2 | Detail Project Report for Design, Engineering, Supply, Installation and commissioning of 1500TPH Stacker cum re-claimer in Coal Handling Plant-BTPS. | DPR |  |  |  | 118 | [12 empty] | 0 |  |  |  | 0 | 0 | 0 |  | 0 | [6 empty] | 0 | 0 | 0 |  | 0 | 0 | 0 |  |  |  | 0 |  |  |  | 0 | 0 | 0 |  | 0
2.1 | Design, Engineering, Supply, Installation and commissioning of 1500TPH Stacker cum re-claimer in Coal Handling Plant-BTPS. | Scheme |  |  |  | 118 | [7 empty] | • Reduction in R&M cost per year = Rs 2 Crore. |  |  |  |  | 0 | [6 empty] | 118 | [10 empty] | 100% | [6 empty] | 0 | [6 empty] | 118 |  |  | • DPR yet to be prepared.
3 | Enhancement of Unloading & Stacking Capacity of CHP. | DPR |  |  |  | 89 | [12 empty] | 0 |  |  |  | 0 | 0 | 0 |  | 0 | [6 empty] | 0 | 0 | 0 |  | 0 | 0 | 0 |  |  |  | 0 |  |  |  | 0 | 0 | 0 |  | 0
3.1 | Design Supply errection & Comissioning of Open Wagon Tippler along with stacking and reclaiming yard conveyors at CHP stack yard. | Scheme |  |  |  | 89 | [7 empty] | • The reliability of system improves. • Reduction in R&M cost per year = Rs 0.5 Crore. |  |  |  |  | 0 | [6 empty] | 89 | [10 empty] | 100% | [6 empty] | 0 | [6 empty] | 89 |  |  | • DPR yet to be prepared.
| FY 2029-30 | [17 empty] | 0 | [24 empty] | 0
1 | Coal Mill Performance Improvement and Life Enhancement of BHEL Make XRP-1043 Coal Mills in 2x500 MW BTPS. | DPR |  |  |  | 70 | [12 empty] | 0 |  |  |  | 0 | 0 | 0 | 0 | [7 empty] | 0 | 0 | 0 | 0 |  | 0 | 0 |  |  |  | 0 |  |  |  | 0 | 0 | 0 | 0
1.1 | Coal Mill Performance Improvement and Life Enhancement of BHEL Make XRP-1043 Coal Mills in 2x500 MW BTPS. | Scheme |  |  |  | 70 | [7 empty] | Avalibility of coal mill system will be improved. • Saving of avg. load loss per day = Rs 20.00 Crore ( outage of 1 coal mill for 4-5 hrs due to choke -up problem) |  |  |  |  | 0 | [7 empty] | 70 | [10 empty] | 100% | [5 empty] | 0 | [7 empty] | 70 |  | • DPR yet to be prepared.
2 | Upgradation rail track in CHP -BTPS | DPR |  |  |  | 75 | [12 empty] | 0 |  |  |  | 0 | 0 | 0 | 0 | [7 empty] | 0 | 0 | 0 | 0 |  | 0 | 0 |  |  |  | 0 |  |  |  | 0 | 0 | 0 | 0
2.1 | Revamping and Upgradation of rail track from 52KG to 60KG in CHP-BTPS. | Scheme |  |  |  | 75 | [7 empty] | • Improment in system reliability as railway track is old . • It is necessary for safety and efficiency. • Reduction in dummage charges. |  |  |  |  | 0 | [7 empty] | 75 | [10 empty] | 100% | [5 empty] | 0 | [7 empty] | 75 |  | • DPR yet to be prepared.
[19 empty] | 0 | [24 empty] | 0
| B) Non-DPR Schemes | [17 empty] | 0 | [24 empty] | 0
1 | Contract for modification of Wobbler feeder in CHP-2X500MW | Non-DPR | [13 empty] | 1.4733 |  |  | 1.4733 | [21 empty] | 1.4733 |  |  | 1.4733 | [10 empty] | Capitalised
2 | Contract for Revamping of Apron Feeder in CHP-2X500MW | Non-DPR | [13 empty] | 2.3246 |  |  | 2.3246 | [21 empty] | 2.3246 |  |  | 2.3246 | [10 empty] | Capitalised
3 | Procurement of double lip skirt sealing & tracking idler in CHP at 2x500MW, BTPS | Non-DPR | [13 empty] | 0.57025 |  |  | 0.57025 | [21 empty] | 0.57025 |  |  | 0.57025 | [10 empty] | Capitalised
4 | Supply, erection & commissioning of vibrating feeder in CHP at 2x500MW, BTPS | Non-DPR | [13 empty] | 0.57796 |  |  | 0.57796 | [21 empty] | 0.57796 |  |  | 0.57796 | [10 empty] | Capitalised
5 | Coal chutes with extra life wear resistance plates in CHP at 2X500MW | Non-DPR | [13 empty] | 2.0319 |  |  | 2.0319 | [21 empty] | 2.0319 |  |  | 2.0319 | [10 empty] | Capitalised
6 | Epoxy Painting upto all height to structural steel work in main plant boiler side area and CHP area | Non-DPR | [13 empty] | 5.8625 |  |  | 5.8625 | [21 empty] | 5.8625 |  |  | 5.8625 | [10 empty] | Capitalised
7 | Rectification of Belt feeder & Gravity Take-up in CHP-2X500MW. | Non-DPR | [13 empty] | 1.6479 |  |  | 1.6479 | [21 empty] | 1.6479 |  |  | 1.6479 | [10 empty] | Capitalised
8 | Coal diverting chutes in CHP at 2X500MW. | Non-DPR | [13 empty] | 2.2184 |  |  | 2.2184 | [21 empty] | 2.2184 |  |  | 2.2184 | [10 empty] | Capitalised
9 | Supply of Conveyor Pulleys with Ceramic lagging at CHP-2X500MW, BTPS, Bhusawal | Non-DPR | [13 empty] | 0.58051 |  |  | 0.58051 | [21 empty] | 0.58051 |  |  | 0.58051 | [10 empty] | Capitalised
10 | Non-DPR Project Report for Design, Supply,Erection & Commissioning of High Performance Energy Chain System for Side Arm Charger at 2x500 at CHP | Non-DPR | [14 empty] | 1.5015 |  | 1.5015 | [22 empty] | 1.5015 |  | 1.5015 | [10 empty] | Capitalised
11 | Implementation of Energy Conservation Demonstration Project in buildings of BTPS 2x500MW | Non-DPR | [16 empty] | 0 | [24 empty] | 0 | [10 empty] | Capitalised
12 | Installation of Fire & Explosion Prevention system at Bhusawal 500MW Unit-4. | Non-DPR | [15 empty] | 2.4539 | 2.4539 | [23 empty] | 2.4539 | 2.4539 | [10 empty] | Capitalised
13 | Fixtures & Fitting (10801) | Non-DPR | [13 empty] | 0.21334 |  |  | 0.21334 | [21 empty] | 0.21334 |  |  | 0.21334 | [10 empty] | Capitalised
14 | Office equpment (10901) | Non-DPR | [13 empty] | 0.22996 |  |  | 0.22996 | [21 empty] | 0.22996 |  |  | 0.22996 | [10 empty] | Capitalised
15 | 150 W & 40 W LED FIXTURES AT TG HOUSE BUILDING 2X500MW | Non-DPR | [14 empty] | 0.52807 |  | 0.52807 | [22 empty] | 0.27807 |  | 0.27807 | [10 empty] | Capitalised
16 | JUMBO DEESERT AIR COOLERS FOR POWER TRANSFORERS | Non-DPR | [14 empty] | 0.10143 |  | 0.10143 | [22 empty] | 0.10143 |  | 0.10143 | [10 empty] | Capitalised
17 | GEN ASSET (ALMIRAH,TABLE & CHAIR) (10801) | Non-DPR | [14 empty] | 0.23454 |  | 0.23454 | [22 empty] | 0.23454 |  | 0.23454 | [10 empty] | Capitalised
18 | LAPTOP, 50 INCH TV,PRINTER,PROJECTOR,DESKTOP,UPS & ETS. (10901) | Non-DPR | [14 empty] | 0.55035 |  | 0.55035 | [22 empty] | 0.55035 |  | 0.55035 | [10 empty] | Capitalised
19 | RESTAURANT EQUIP COMPOSTING MACHINE | Non-DPR | [15 empty] | 0.05049 | 0.05049 | [23 empty] | 0.05049 | 0.05049 | [10 empty] | Capitalised
20 | OFFICE TABLE,STORGE RACK,FAN | Non-DPR | [15 empty] | 0.57869 | 0.57869 | [23 empty] | 0.57869 | 0.57869 | [10 empty] | Capitalised
21 | CAMERAS | Non-DPR | [15 empty] | 0.038468 | 0.038468 | [23 empty] | 0.038468 | 0.038468 | [10 empty] | Capitalised
22 | VELHALA ASH BUND RD WORK | Non-DPR | [13 empty] | 2.4645 |  |  | 2.4645 | [21 empty] | 2.4645 |  |  | 2.4645 | [10 empty] | Capitalised
23 | CONCERETE ROAD FROM DIESEL PUMP TO 500MW FACTORY G | Non-DPR | [13 empty] | 0.98449 |  |  | 0.98449 | [21 empty] | 0.98449 |  |  | 0.98449 | [10 empty] | Capitalised
24 | Admin Building | [13 empty] | 0.05175 |  |  |  | 0.05175 | [8 empty] | 0% |  |  |  |  | 0% | [10 empty] | 0 | [9 empty] | The expenditure is on Architectural Design and Conceptual Planning of Admin Building at Bhusawal. The PO is initiated by O/o CE (Civil III) | WIP
25 | Furniture & Fixture | [17 empty] | 0 | 0.13712 | [23 empty] | 0 | 0.13712 | [8 empty] | Air Purifiers 13-04-2022 Office Chairs & Exec Chairs - 28-11-2022 Watr cooler 29-08-2022 Ice lined Refridgerator - 30-09-2022 Split Air Conditioner - 12-09-2022 | Capitalised
26 | Office Equipment | [17 empty] | 0 | 0.14424 | [23 empty] | 0 | 0.14424 | [8 empty] | Multifeeder Scanner - 13-05-2022 Dot Matri Printer - 03-04-2022 | Capitalised
27 | Furniture & Fixture | [17 empty] | 0 |  | 0.073968 | [22 empty] | 0 | 0 | 0.073968 | 0 | [6 empty] | S Type Chairs - 10-10-2023 Water Heaters - 14-03-2024 | Capitalised
28 | Office Equipment | [17 empty] | 0 |  | 0.15891 | [22 empty] | 0 | 0 | 0.15891 | 0 | [6 empty] | CCTV - 07-11-2023 Printers - 31-03-2024 Franking Machine - 31-03-024 | Capitalised
29 | Work of repairs of 350 KW BCWP-4B & BCWP-5B motor of M/s. Torishima make at BTPS 2x500 MW | Non-DPR | [11 empty] | •Due to availability of spare motor, failed motor can be replaced in short duration. •Generation loss will be minimized |  |  |  |  | 0 |  | 4.8465 | [22 empty] | 0 | 0 | 4.8465 | 0 | [6 empty] | * PO Number 4385000600 * WCR Date - 15-05-2023 and 22-07-2023 | Capitalised
30 | ABC Powder Type and Foam Type Composite Fire Extinguisher | Non-DPR | [11 empty] | • Ensure Avaiilabilty of fire extinguisher and for the Safety of Plant. |  |  |  |  | 0 |  | 0.58548 | [22 empty] | 0 | 0 | 0.58548 | 0 | [6 empty] | * PO Number 4500128925 * WCR Date - 03-01-2024 | Capitalised
31 | Withdrawal of capex from Project (LD - Passenger Lifts) | [17 empty] | 0 | [24 empty] | 0 | -0.13899 | [8 empty] | Asset No 1501005993
| Total | [5 empty] | 1255.2751 | [7 empty] | 96.1825 | 55.4069 | 3.1859 | 29.5437 | 184.319 | 14.829 | 10.8339 | 164.5185 | 811.31 | 532.6 | 243 | 257 | 145 | 7.51 | 8.25 | 0 | 6.9 | 5 | 2.5 | 19.5 | [5 empty] | 12.182 | 131.0302 | 2.6659 | 38.2111 | 184.0892 | 13.9194 | 16.578 | 24.4131 | 176.73 | 702.43 | 667.58 | 257 | 145 | -7.7263
[45 empty] | 0.28136 | 5.6649 | 0
Formulas:
Approved Start Date = IF([MERC Approval Date]=0,"-",[MERC Approval Date])
Approved Start Date = [MERC Approval Date]
Date of Submission = [Date of Submission, row above]
MERC Approval Date = IF([MERC Approval Date, row above]=0,"-",[MERC Approval Date, row above])
MERC Approval Date = [MERC Approval Date, row above]
Note on G11: RCD-SSP: 15% Discount
Note on G23: SUSHANT: Scheme No. 3: Cost related to KPKD 5 is deducted here & added in KPKD 5
Note on G26: SUSHANT: Cost related to KPKD 5 is deducted here & added in KPKD 5
Note on H23: SSP-RCD: Scheme No. 3: Cost related to KPKD 5 is deducted here & added in KPKD 5
Note on M4: SSP-RCD As per the implementation plan submitted in the DPR/ Approved by MERC

## F4.3
MSPGCL: Bhusawal U # 4-5
MTR Petition Formats - Generation
| Project Details |  |  |  |  | Form 4.3: Capital Work-in-progress - Project-wise details | [5 empty] | (Rs. Crore)
Sr. No. | Project Code | MERC Approval No. | MERC Approval Date | Approved Project Cost | Cumulative Expenditure Incurred till beginning of the Year | Capital Expenditure Capitalised | Opening CWIP | Investment during the year | Capital Work in Progress |  |  |  | Closing CWIP
[9 empty] | Works Capitalised | Interest Capitalised | Expenses Capitalised | Total Capitalisation |  | Allowable Capitalisation | Probable Disallowance
FY 2022-23
a) DPR Schemes
(i) Submitted to MERC
7 | Interconnection of 210 MW CHP to 500 MW CHP through Conveyors BC-02 & BC-03 having capacity of 500 TPH | MERC/CAPEX/20162017/00227 | 2016-05-24 | 24 | 0 | 0 | 0 | 0 | 0 |  |  | 0 | 0 | 0 | 0
7.1 | Interconnection of 210 MW CHP to 500 MW CHP through Conveyors BC-02 & BC-03 having capacity of 500 TPH | MERC/CAPEX/20162017/00227 | 2016-05-24 | 22.73 | 19.1067 | 19.1067 | 0 | 0 | 0 |  |  | 0 | 0 | 0 | 0
0 | IDC | MERC/CAPEX/20162017/00227 | 2016-05-24 | 1.27 | 0 | 0 | 0 | 0 | 0 |  |  | 0 | 0 | 0 | 0
8 | Stack management by procurement of Bulldozer & LOCO and CHP area schemes for performance & unloading improvement | MERC/CAPEX/20162017/01426 | 2017-02-02 | 9.9669 | 0 | 0 | 0 | 0 | 0 |  |  | 0 | 0 | 0 | 0
8.1 | Procurement of Locomotive 800 HP (2 No.’s) | MERC/CAPEX/20162017/01426 | 2017-02-02 | 4.9504 | 4.8261 | 4.8261 | 0 | 0 | 0 |  |  | 0 | 0 | 0 | 0
8.2 | Procurement of 2 No’s of Bulldozer Model D-155(2 No.’s) | MERC/CAPEX/20162017/01426 | 2017-02-02 | 2.562 | 3.4747 | 3.4747 | 0 | 0 | 0 |  |  | 0 | 0 | 0 | 0
8.3 | Modification below primary crusher chutes 15A/B & Conv.02 | MERC/CAPEX/20162017/01426 | 2017-02-02 | 0.42975 | 0.38033 | 0.38033 | 0 | 0 | 0 |  |  | 0 | 0 | 0 | 0
8.4 | New helical gear box for various conveyors | MERC/CAPEX/20162017/01426 | 2017-02-02 | 0.79339 | 0 | 0 | 0 | 0 | 0 |  |  | 0 | 0 | 0 | 0
8.5 | Procurement of Elecon Make Ring Granulator Type TK-09-38B | MERC/CAPEX/20162017/01426 | 2017-02-02 | 0.53719 | 0 | 0 | 0 | 0 | 0 |  |  | 0 | 0 | 0 | 0
8.6 | Procurement of Elecon Make Ring Granulator Type TK6 32B Ring Granulator | MERC/CAPEX/20162017/01426 | 2017-02-02 | 0.33884 | 0 | 0 | 0 | 0 | 0 |  |  | 0 | 0 | 0 | 0
0 | IDC | MERC/CAPEX/20162017/01426 | 2017-02-02 | 0.35537 | 0 | 0 | 0 | 0 | 0 |  |  | 0 | 0 | 0 | 0
9 | Construction of 1st raising of Ash bund from T.B.L. 258M to 264M at Bhusawal TPS | MERC/CAPEX/20172018/4267 | 2017-09-28 | 64.22 | 0 | 0 | 0 | 0 | 0 |  |  | 0 | 0 | 0 | 0
9.1 | Construction of 1st raising of Ash bund from T.B.L. 258M to 264M at Bhusawal TPS | MERC/CAPEX/20172018/4267 | 2017-09-28 | 64.22 | 64.4982 | 64.4982 | 0 | 0 | 0 |  |  | 0 | 0 | 0 | 0
10 | Augmentation of Ash Evacuation System & Procurement of BCW Pump Motors at Bhusawal & Khaperkheda TPS 500 MW Units | MERC/CAPEX/20172018/4782 | 2017-11-28 | 17.44 | 0 | 0 | 0 | 0 | 0 |  |  | 0 | 0 | 0 | 0
10.1 | Installation of standby Buffer Hopper parallel to existing pair of buffer hoppers | MERC/CAPEX/20172018/4782 | 2017-11-28 | 11.5 | 0 | 0 | 0 | 0 | 0 |  |  | 0 | 0 | 0 | 0
10.2 | Installation of additional vacuum pump for every two passes, near to intermediate hopper. | MERC/CAPEX/20172018/4782 | 2017-11-28 | 0.6 | 0 | 0 | 0 | 0 | 0 |  |  | 0 | 0 | 0 | 0
10.3 | Procurement of 02 Nos of M/s Torishima, Japan make, 350 KW, 6.6KV, Boiler Circulating Water (BCW) Pump Motors (without pump casing) with 02 lots of recommended Electrical & C&I spares for Bhusawal and Khaparkheda TPS 500MW. | MERC/CAPEX/20172018/4782 | 2017-11-28 | 4.24 | 4.6696 | 4.6696 | 0 | 0 | 0 |  |  | 0 | 0 | 0 | 0
10.4 | Procurement of complete ACVF drive module comprising of 2 Nos. of Supply and 3 Nos. of Inverter modules for GEHO pumps | MERC/CAPEX/20172018/4782 | 2017-11-28 | 0.95 | 0.92864 | 0.92864 | 0 | 0 | 0 |  |  | 0 | 0 | 0 | 0
10.5 | Supply, erection and commissioning of 24VDC, 100A Float & Float cum Boost Battery Charger with 325Ah Battery Bank for CWPH at BTPS 2x500 MW. | MERC/CAPEX/20172018/4782 | 2017-11-28 | 0.15 | 0.15788 | 0.15788 | 0 | 0 | 0 |  |  | 0 | 0 | 0 | 0
0 | IDC | MERC/CAPEX/20172018/4782 | 2017-11-28 | 0 | 0 | 0 | 0 | 0 | 0 |  |  | 0 | 0 | 0 | 0
11 | Various schemes for renovation of colony at Bhusawal TPS | MERC/CAPEX/20172018/0221 | 2018-02-12 | 19.3341 | 0 | 0 | 0 | 0 | 0 |  |  | 0 | 0 | 0 | 0
11.1 | Renovation of staff quarters & related work at BTPS Deepnagar | MERC/CAPEX/20172018/0221 | 2018-02-12 | 7.021 | 5.4584 | 5.4584 | 0 | 0 | 0 |  |  | 0 | 0 | 0 | 0
11.2 | Colony Internal Roads at BTPS, Deepnagar | MERC/CAPEX/20172018/0221 | 2018-02-12 | 3.85 | 3.2501 | 3.2514 | -0.001329 | 0 | 0 |  |  | 0 | -0.001329 | 0 | 0
11.3 | Water supply , sanitary & drainage works at BTPS, Deepnagar | MERC/CAPEX/20172018/0221 | 2018-02-12 | 7.3 | 5.8361 | 5.8109 | 0.025229 | 0 | 0 |  |  | 0 | 0.025229 | 0 | 0
11.4 | Plinth protection to existing buildings at BTPS, Deepnagar | MERC/CAPEX/20172018/0221 | 2018-02-12 | 1.1631 | 0.91823 | 0.91823 | -2.2e-08 | 0 | 0 |  |  | 0 | -2.2e-08 | 0 | 0
12 | Pipeline from River Water Pump House (RWPH) to aquaduct over Bhogawati River and Other allied power house road works under DPR scheme at BTPS, Bhusawal | MERC/CAPEX/2018-2019/0104 | 2019-04-04 | 13.1172 | 0 | 0 | 0 | 0 | 0 |  |  | 0 | 0 | 0 | 0
12.1 | Providing supplying laying, jointing, testing and commissioning of 1650 mm Ø ID 8 mm thick M.S. pipeline for raw water supply from RWPH to aquaduct over Bhogawati river at, BTPS, Bhusawal. | MERC/CAPEX/2018-2019/0104 | 2019-04-04 | 7.257 | 0 | 0 | 0 | 0 | 0 |  |  | 0 | 0 | 0 | 0
12.2 | Construction of WBM and Bituminous road along inlet & outlet canals and concreate road along periphery of Major store at BTPS, Bhusawal. | MERC/CAPEX/2018-2019/0104 | 2019-04-04 | 4.22 | 1.27 | 0 | 1.27 | 1.9032 | 1.1932 |  |  | 1.1932 | 1.9801 | 1.1932 | 0
12.3 | Work of construction of self-supporting steel roofing system for a major store godown shed of span 25M at BTPS, Deepnagar. | MERC/CAPEX/2018-2019/0104 | 2019-04-04 | 1.6402 | 0.27 | 1.6376 | -1.3676 | 0 | 0 |  |  | 0 | -1.3676 | 0 | 0
0 | IDC | MERC/CAPEX/2018-2019/0104 | 2019-04-04 | 0 | 0 | 0 | 0 | 0.059623 | 0 |  |  | 0 | 0.059623 | 0 | 0
13 | Supply, erection, commissioning & site testing of 220 V, 2035 AH, Station Battery Sets (4 Nos.) and 24 V, 2250 AH, SG/TG & BOP Battery Sets (8 Nos.) for U# 4 & 5 along with accessories at 2 x 500 MW BTPS, Bhusawal | MERC/CAPEX/2017-2018/1226 | 2018-08-10 | 11.59 | 0 | 0 | 0 | 0 | 0 |  |  | 0 | 0 | 0 | 0
13.1 | Supply, erection, commissioning & site testing of 220V, 2035 AH Station Battery Sets (02 Nos.) and 24V, 2250AH, SG/TG & BOP Battery Set (04 Nos.) along with accessories for Unit No.5 at BTPS 2x500MW. | MERC/CAPEX/2017-2018/1226 | 2018-08-10 | 5.795 | 6.374 | 6.374 | 0 | 0 | 0 |  |  | 0 | 0 | 0 | 0
13.2 | Supply, erection, commissioning & site testing of 220V, 2035 AH Station Battery Sets (02 Nos.) and 24V, 2250AH, SG/TG & BOP Battery Set (04 Nos.) along with accessories for Unit No.4 at BTPS 2x500MW. | MERC/CAPEX/2017-2018/1226 | 2018-08-10 | 5.795 | 6.3227 | 6.3227 | 0 | 0 | 0 |  |  | 0 | 0 | 0 | 0
15 | Flue Gas Desulphurization (FGD) System for 500 MW Units (Total 8 Nos) of MSPGCL | MERC/CAPEX/2020-2021/WFH/SBR/45 | 2021-02-05 | 869.5 | 0 | 0 | 0 | 0 | 0 |  |  | 0 | 0 | 0 | 0
15.1 | Flue Gas Desulphurization (FGD) System for Bhusawal Unit 4-5 | MERC/CAPEX/2020-2021/WFH/SBR/45 | 2021-02-05 | 830.4 | 0 | 0 | 0 | 0 | 0 |  |  | 0 | 0 | 0 | 0
0 | IDC | MERC/CAPEX/2020-2021/WFH/SBR/45 | 2021-02-05 | 39.1 | 0 | 0 | 0 | 0 | 0 |  |  | 0 | 0 | 0 | 0
16 | Procurement of two BFP Cartridges & one rotor of Turbine driven BFP & at 500MW BTPS, Bhusawal | MERC/CAPEX/2020-2021/WFO/SBR/49 | 2021-03-08 | 10.52 | 0 | 0 | 0 | 0 | 0 |  |  | 0 | 0 | 0 | 0
16.1 | Procurement of two BFP Cartridges at 500MW BTPS, Bhusawal | MERC/CAPEX/2020-2021/WFO/SBR/49 | 2021-03-08 | 3.84 | 0 | 0 | 0 | 2.24 | 2.24 |  |  | 2.24 | 0 | 2.24 | 0
16.2 | Procurement of one rotor of Turbine driven BFP at 500MW BTPS, Bhusawal | MERC/CAPEX/2020-2021/WFO/SBR/49 | 2021-03-08 | 6.46 | 7.6136 | 7.6136 | 0 | 0 | 0 |  |  | 0 | 0 | 0 | 0
0 | IDC | MERC/CAPEX/2020-2021/WFO/SBR/49 | 2021-03-08 | 0.22 | 0 | 0 | 0 | 0 | 0 |  |  | 0 | 0 | 0 | 0
17 | CHP Improvement Schemes at 2X500MW, BTPS, Bhusawal | MERC/CAPEX/2020-2021/WFH/SBR/09 | 2021-06-10 | 21.22 | 0 | 0 | 0 | 0 | 0 |  |  | 0 | 0 | 0 | 0
17.1 | Revamping of Apron Feeder in CHP at 2X500MW, BTPS | MERC/CAPEX/2020-2021/WFH/SBR/09 | 2021-06-10 | 4.67 | 0 | 0 | 0 | 4.6492 | 4.6492 |  |  | 4.6492 | 0 | 4.6492 | 0
17.2 | Design, engineering, manufacturing, supply, Erection and commissioning of short conveyor from stack yard to belt feeder 112 in CHP 2x500MW BTPS. | MERC/CAPEX/2020-2021/WFH/SBR/09 | 2021-06-10 | 3.53 | 0 | 0 | 0 | 0 | 0 |  |  | 0 | 0 | 0 | 0
17.3 | Design, engineering, manufacturing, supply, Erection and commissioning of stone grappler at Wagon Tippler No.3 in CHP 2x500MW BTPS. | MERC/CAPEX/2020-2021/WFH/SBR/09 | 2021-06-10 | 0.84 | 0 | 0 | 0 | 0 | 0 |  |  | 0 | 0 | 0 | 0
17.4 | Procurement of suspended magnets in CHP 2x500MW BTPS. | MERC/CAPEX/2020-2021/WFH/SBR/09 | 2021-06-10 | 2.95 | 0 | 0 | 0 | 2.947 | 2.947 |  |  | 2.947 | 0 | 2.947 | 0
17.5 | Supply, Erection And Commissioning of Electro-Mechanical Drive to Apron Feeder at CHP 500MW | MERC/CAPEX/2020-2021/WFH/SBR/09 | 2021-06-10 | 7.57 | 0 | 0 | 0 | 0 | 0 |  |  | 0 | 0 | 0 | 0
0 | IDC | MERC/CAPEX/2020-2021/WFH/SBR/09 | 2021-06-10 | 1.66 | 0 | 0 | 0 | 0 | 0 |  |  | 0 | 0 | 0 | 0
HO DPR 6 | Supply, Installation, Commissioning and Operation & Maintenance Services of Continuous Ambient Air Quality Monitoring Stations (CAAQMS) at various TPS | MERC/CAPEX/20162017/00423 | 2016-08-03 | 3.9773 | 0 | 0 | 0 | 0 | 0 |  |  | 0 | 0 | 0 | 0
1 | Bhusawal: Unit 4-5 (3 Nos.) | MERC/CAPEX/20162017/00423 | 2016-08-03 | 3.9773 | 1.8768 | 1.8768 | 0 | 0.07 | 0.069 |  |  | 0.069 | 0.001 | 0.069 | 0
HO DPR 7 | Installation of Real Time Online Coal-Ash Analyzer at various TPS | MERC/CAPEX/20162017/00774 | 2016-09-30 | 4.0552 | 0 | 0 | 0 | 0 | 0 |  |  | 0 | 0 | 0 | 0
1 | Bhusawal: Unit 4-5 | MERC/CAPEX/20162017/00774 | 2016-09-30 | 4.0552 | 0 | 0 | 0 | 0 | 0 |  |  | 0 | 0 | 0 | 0
HO DPR 8 | Replacement of Fire Tenders at Various Power Stations of Mahagenco | MERC/CAPEX/20172018/4653 | 2017-11-13 | 3.95 | 0 | 0 | 0 | 0 | 0 |  |  | 0 | 0 | 0 | 0
1 | Advance Multipurpose Fire Tender for BTPS 4-5 | MERC/CAPEX/20172018/4653 | 2017-11-13 | 1.45 | 1.7765 | 1.7765 | 0 | 0 | 0 |  |  | 0 | 0 | 0 | 0
2 | Normal Multipurpose Fire Tender for BTPS 4-5 | MERC/CAPEX/20172018/4653 | 2017-11-13 | 2.5 | 0 | 0 | 0 | 2.1847 | 2.1847 |  |  | 2.1847 | 0 | 2.1847 | 0
0 | IDC | MERC/CAPEX/20172018/4653 | 2017-11-13 | 0 | 0 | 0 | 0 | 0 | 0 |  |  | 0 | 0 | 0 | 0
HO DPR 10 | Implementation of IB recommendations- Civil works at various TPS of Mahagenco | MERC/CAPEX/20172018/0177 | 2018-02-06 | 10.0654 | 0 | 0 | 0 | 0 | 0 |  |  | 0 | 0 | 0 | 0
1 | Bhusawal: Unit 4-5 | MERC/CAPEX/20172018/0177 | 2018-02-06 | 10.0654 | 8.3016 | 8.2998 | 0.0017614 | 0.49389 | 0.49389 |  |  | 0.49389 | 0.0017614 | 0.49389 | 0
18 | Procurement of assembly of baskets for Air Pre-heater of type 31.5 VIM 2000 (72° PA), Replacement of thermal insulation of Boiler, Ducts & Steam Pipelines and Coal Mill Gear Box in 2x500MW at BTPS, Bhusawal | MERC/CAPEX/2021-2022/ SBR/ 15 | 2021-09-22 | 14.96 | 0 | 0 | 0 | 0 | 0 |  |  | 0 | 0 | 0 | 0
18.1 | Procurement of assembly of baskets for Air Preheater of type 31.5 VIM 2000 (72° PA) for Unit-4&5 | MERC/CAPEX/2021-2022/ SBR/ 15 | 2021-09-22 | 5.53 | 8.411 | 8.411 | 0 | 0 | 0 |  |  | 0 | 0 | 0 | 0
18.2 | Replacement of thermal insulation of Boiler, Ducts & Steam Pipelines along with supply | MERC/CAPEX/2021-2022/ SBR/ 15 | 2021-09-22 | 3.52 | 0 | 0 | 0 | 0 | 0 |  |  | 0 | 0 | 0 | 0
18.3 | Supply of XRP-1043 coal mill gearbox spares in unit-4&5. | MERC/CAPEX/2021-2022/ SBR/ 15 | 2021-09-22 | 5.39 | 0 | 0 | 0 | 0 | 0 |  |  | 0 | 0 | 0 | 0
0 | IDC | MERC/CAPEX/2021-2022/ SBR/ 15 | 2021-09-22 | 0.52 | 0 | 0 | 0 | 0 | 0 |  |  | 0 | 0 | 0 | 0
19 | Up-gradation of Operating System of Max DNA DCS, GE Fanuc PLC system & Schneider PLC system & Procurement of Critical Insurance spares for PA and FD fans System at 2 x 500 MW Units BTPS Bhusawal | MERC/CAPEX/2023-2024/0178 | 2024-03-11 | 31.05 | 0 | 0 | 0 | 0 | 0 |  |  | 0 | 0 | 0 | 0
19.1 | Up-gradation of Existing MaxDNA System (HMI) at 500MW BTPS, Bhusawal | MERC/CAPEX/2023-2024/0178 | 2024-03-11 | 8.69 | 0 | 0 | 0 | 0 | 0 |  |  | 0 | 0 | 0 | 0
19.2 | Up-gradation of GE IP (GE-Fanuc) make PLC system (HMI) installed at AHP, CPU plant, FOPH, FWPH and Mill Reject system at 2x500MW BTPS, Bhusawal. | MERC/CAPEX/2023-2024/0178 | 2024-03-11 | 1.35 | 0 | 0 | 0 | 0 | 0 |  |  | 0 | 0 | 0 | 0
19.3 | Up-gradation of Schneider PLC System at 2x500MW, BTPS, Bhusawal | MERC/CAPEX/2023-2024/0178 | 2024-03-11 | 2.33 | 0 | 0 | 0 | 0 | 0 |  |  | 0 | 0 | 0 | 0
19.4 | Procurement of Rotor assembly with blade set for PA and FD fan at 2 X 500 MW BTPS Bhusawal | MERC/CAPEX/2023-2024/0178 | 2024-03-11 | 18.18 | 0 | 0 | 0 | 0 | 0 |  |  | 0 | 0 | 0 | 0
0 | IDC | MERC/CAPEX/2023-2024/0178 | 2024-03-11 | 0.5 | 0 | 0 | 0 | 0 | 0 |  |  | 0 | 0 | 0 | 0
HO DPR 13 | Construction of new Administrative Building for Mahagenco at Vidyut Bhawan, Katol Road, Nagpur | MERC/CAPEX/2021-2022/MSPGCL/063 | 2022-02-12 | 57 | 0 | 0 | 0 | 0 | 0 |  |  | 0 | 0 | 0 | 0
1 | Construction of new Administrative Building for Mahagenco at Vidyut Bhawan, Katol Road, Nagpur | MERC/CAPEX/2021-2022/MSPGCL/063 | 2022-02-12 | 54.24 | 0 | 0 | 0 | 0 | 0 |  |  | 0 | 0 | 0 | 0
0 | IDC | MERC/CAPEX/2021-2022/MSPGCL/063 | 2022-02-12 | 2.76 | 0 | 0 | 0 | 0 | 0 |  |  | 0 | 0 | 0 | 0
HO DPR 16 | Centralized Monitoring Solution | MERC/CAPEX/MSPGCL/2023-24/0576 | 2023-11-02 | 69.309 | 0 | 0 | 0 | 0 | 0 |  |  | 0 | 0 | 0 | 0
1 | Centralized Monitoring Solution | MERC/CAPEX/MSPGCL/2023-24/0576 | 2023-11-02 | 66.009 | 0 | 0 | 0 | 0 | 0 |  |  | 0 | 0 | 0 | 0
0 | IDC | MERC/CAPEX/MSPGCL/2023-24/0576 | 2023-11-02 | 3.3 | 0 | 0 | 0 | 0 | 0 |  |  | 0 | 0 | 0 | 0
20 | Improvement of Loadability and Availability of Coal Handling Plant at BTPS, Bhusawal | MERC/CAPEX/MSPGCL/2024-25/0309 | 2024-05-17 | 0 | 0 | 0 | 0 | 0 | 0 |  |  | 0 | 0 | 0 | 0
20.1 | Scheme-1:-Design Engineering, Supply, Erection, commissioning, Extension of travel Length & Capacity Enhancement of coal yard with additional drive system of stacker reclaimer conveyor No. 110 at in coal handling Plant BTPS. | MERC/CAPEX/MSPGCL/2024-25/0309 | 2024-05-17 | 14.27 | 0 | 0 | 0 | 0 | 0 |  |  | 0 | 0
20.2 | Scheme-2:-Design, Engineering, Rectification, Erection & Commissioning of Z point at Conveyor 108A & B at CHP-500MW. | MERC/CAPEX/MSPGCL/2024-25/0309 | 2024-05-17 | 8.18 | 0 | 0 | 0 | 0 | 0 |  |  | 0 | 0
20.3 | Scheme-3:-Design, Engineering and provision of material lifting arrangement for crusher floor, wobbler feeder & C-105 floor In CHP BTPS. | MERC/CAPEX/MSPGCL/2024-25/0309 | 2024-05-17 | 1.88 | 0 | 0 | 0 | 0 | 0 |  |  | 0 | 0
20.4 | Scheme-4:-Structural up-gradation and rehabilitation of reversible yard conveyor in coal handling plant. | MERC/CAPEX/MSPGCL/2024-25/0309 | 2024-05-17 | 4.21 | 0 | 0 | 0 | 0 | 0 |  |  | 0 | 0
20.5 | Scheme-5:-Design, Engineering, Erection and commissioning of Receiving and discharge chutes of wobbler feeders in CHP BTPS. | MERC/CAPEX/MSPGCL/2024-25/0309 | 2024-05-17 | 6.25 | 0 | 0 | 0 | 0 | 0 |  |  | 0 | 0
20.6 | Scheme-6: Procurement of 3 Nos. of Bulldozers at BTPS, Bhusawal. | MERC/CAPEX/MSPGCL/2024-25/0309 | 2024-05-17 | 7.35 | 0 | 0 | 0 | 0 | 0 |  |  | 0 | 0
0 | IDC | 0 | - | 0 | 0 | 0 | 0 | 0 | 0 |  |  | 0 | 0
21 | Performance Improvement of Coal Handling Plant at BTPS-U4 & 5, Bhusawal | MERC/CAPEX/MSPGCL/2024-25/0310 | - | 0 | 0 | 0 | 0 | 0 | 0 |  |  | 0 | 0
21.1 | Scheme-1: Revamping, Modification of Gravity take-up and Drive Augmentation of Bunkering conveyor in CHP BTPS | MERC/CAPEX/MSPGCL/2024-25/0310 | 2024-05-17 | 11.35 | 0 | 0 | 0 | 0 | 0 |  |  | 0 | 0
21.2 | Scheme-2: Revamping of coal diverting chutes in CHP 2x500 MW BTPS | MERC/CAPEX/MSPGCL/2024-25/0310 | 2024-05-17 | 5.73 | 0 | 0 | 0 | 0 | 0 |  |  | 0 | 0
21.3 | Scheme-3: Revamping and structural augmentation of Reversible feeder conveyors in CHP-BTPS. | MERC/CAPEX/MSPGCL/2024-25/0310 | 2024-05-17 | 1.77 | 0 | 0 | 0 | 0 | 0 |  |  | 0 | 0
21.4 | Scheme-4: Revamping and up-gradation of air & ventilation system in Coal Handling Plant-BTPS. | MERC/CAPEX/MSPGCL/2024-25/0310 | 2024-05-17 | 9.01 | 0 | 0 | 0 | 0 | 0 |  |  | 0 | 0
21.5 | Scheme-5: Revamping, Structural & drive up-gradation of conveyor-111 in CHP-BTPS. | MERC/CAPEX/MSPGCL/2024-25/0310 | 2024-05-17 | 3.85 | 0 | 0 | 0 | 0 | 0 |  |  | 0 | 0
21.6 | Scheme-6: Revamping and structural up-gradation of conveyor system in tunnel area in Coal Handling Plant-BTPS. | MERC/CAPEX/MSPGCL/2024-25/0310 | 2024-05-17 | 8.62 | 0 | 0 | 0 | 0 | 0 |  |  | 0 | 0
21.7 | Scheme-7: Erection & Commissioning of Travelling type coal chutes in CHP BTPS. | MERC/CAPEX/MSPGCL/2024-25/0310 | 2024-05-17 | 8.06 | 0 | 0 | 0 | 0 | 0 |  |  | 0 | 0
21.8 | Scheme-8: Revamping of scoop cooling system installed in coal handling plant BTPS. | MERC/CAPEX/MSPGCL/2024-25/0310 | 2024-05-17 | 4.98 | 0 | 0 | 0 | 0 | 0 |  |  | 0 | 0
21.9 | Scheme-9: Retrofitting and Up-gradation of Dewatering system in CHP-BTPS. | MERC/CAPEX/MSPGCL/2024-25/0310 | 2024-05-17 | 3.92 | 0 | 0 | 0 | 0 | 0 |  |  | 0 | 0
0 | IDC | 0 | - | 0 | 0 | 0 | 0 | 0 | 0 |  |  | 0 | 0
0 | Asset Transfer from Projects |  | - | 0 | 0 | 0 | 0 | 0 | 0 |  |  | 0 | 0
0 | SP Busduct Unit 4&5 |  | - | 0 | 0.30072 | 0.30072 | 0 | 0 | 0 |  |  | 0 | 0
0 | ESP,ID,FD,PA Fans &Other Boiler Auxiliaries |  | - | 0 | 1.0283 | 1.0283 | 0 | 0 | 0 |  |  | 0 | 0
0 | (ii) DPR Yet to be Submitted to MERC |  | - | 0 | 0 | 0 | 0 | 0 | 0 |  |  | 0 | 0
0 | FY 2025-26 |  | - | 0 | 0 | 0 | 0 | 0 | 0 |  |  | 0 | 0
1 | Up gradation of coal mill reject system, Procurement of Air heater baskets & spare Air heater gearbox at 2X500MW, Bhusawal TPS |  | - | 0 | 0 | 0 | 0 | 0 | 0 |  |  | 0 | 0
1.1 | Work of Capacity enhancement, Engineering, modification, upgradation including spares and consumables and complete commissioning including operation and comprehensive maintenance for 12 months for coal mill reject handling system in Unit-4&5, 2X500MW, BTPS, Bhusawal |  | - | 0 | 0 | 0 | 0 | 0 | 0 |  |  | 0 | 0
1.2 | Procurement of assembly of baskets & seals for Air Preheater of type 31.5 VIM 2000 (72° PA), in Unit-5 2x500MW, BTPS Bhusawal |  | - | 0 | 0 | 0 | 0 | 0 | 0 |  |  | 0 | 0
1.3 | Procurement of APH Gearbox to improve availability and performance of Air preheaters at 2 x 500 MW Units, BTPS, Bhusawal. |  | - | 0 | 0 | 0 | 0 | 0 | 0 |  |  | 0 | 0
2 | Boiler Reliability & Availability improvement at 2x500MW, Bhusawal TPS. |  | - | 0 | 0 | 0 | 0 | 0 | 0 |  |  | 0 | 0
2.1 | Procurement & Replacement Of LTSH Coils for Unit - 4 & 5 (500MW) TPS, Bhusawal. |  | - | 0 | 0 | 0 | 0 | 0 | 0 |  |  | 0 | 0
2.2 | Procurement & Replacement Of Economiser Coils For Unit - 4 & 5 (500MW) TPS, Bhusawal |  | - | 0 | 0 | 0 | 0 | 0 | 0 |  |  | 0 | 0
2.3 | Procurement of assembly of APH Baskets Unit-4 |  | - | 0 | 0 | 0 | 0 | 0 | 0 |  |  | 0 | 0
2.4 | Procurement of APH Gearbox Unit-4&5 |  | - | 0 | 0 | 0 | 0 | 0 | 0 |  |  | 0 | 0
3 | Various Turbine side reliability improvement schemes at 2x500MW, BTPS |  | - | 0 | 0 | 0 | 0 | 0 | 0 |  |  | 0 | 0
3.1 | Reliability improvement of Atlas copco make (mode -ZR -500) |  | - | 0 | 0 | 0 | 0 | 0 | 0 |  |  | 0 | 0
3.2 | Reliability improvement of HPCV Valve with procurment cone assy |  | - | 0 | 0 | 0 | 0 | 0 | 0 |  |  | 0 | 0
3.3 | Reliability improvement of Alfa Laval make Portable COP |  | - | 0 | 0 | 0 | 0 | 0 | 0 |  |  | 0 | 0
3.4 | Reliability improvement of Seal Oil System with procurement of various U Seal rings |  | - | 0 | 0 | 0 | 0 | 0 | 0 |  |  | 0 | 0
3.5 | Reliability improvement of Unit-4 & 5 NDCT with replacement of PVC fills and allied work |  | - | 0 | 0 | 0 | 0 | 0 | 0 |  |  | 0 | 0
3.6 | Upgradation of Chiller plant, GEHO pump house & OLTC PLC system. |  | - | 0 | 0 | 0 | 0 | 0 | 0 |  |  | 0 | 0
4 | IB recommended scheme related (Civil and Electrical) |  | - | 0 | 0 | 0 | 0 | 0 | 0 |  |  | 0 | 0
4.1 | Work of fabricating and erecting structural steel watch tower (10 Nos.) in major store, plant area, ash pipe line and ash bund area at BTPS, Deepnagar. |  | - | 0 | 0 | 0 | 0 | 0 | 0 |  |  | 0 | 0
4.2 | Work of construction of ladies frisking room for security section and visitors room near factory gate and providing at 2x500MW, BTPS, Deepnagar. |  | - | 0 | 0 | 0 | 0 | 0 | 0 |  |  | 0 | 0
4.3 | Work of dismantling and construction old weathered UCR compound wall on bhogawati riverside in 2x500 MW at BTPS. |  | - | 0 | 0 | 0 | 0 | 0 | 0 |  |  | 0 | 0
4.4 | Construcion of RCC comppund wall from remote silo to pimpri sekam railway siding cabin at BTPS |  | - | 0 | 0 | 0 | 0 | 0 | 0 |  |  | 0 | 0
4.5 | Installation of Highmast towers |  | - | 0 | 0 | 0 | 0 | 0 | 0 |  |  | 0 | 0
0 | FY 2026-27 |  | - | 0 | 0 | 0 | 0 | 0 | 0 |  |  | 0 | 0
1 | Coal Mill Performance Improvement and Life Enhancement of BHEL Make XRP-1043 Coal Mills in 2x500 MW BTPS. |  | - | 0 | 0 | 0 | 0 | 0 | 0 |  |  | 0 | 0
1.1 | Coal Mill Performance Improvement and Life Enhancement of BHEL Make XRP-1043 Coal Mills in 2x500 MW BTPS. |  | - | 0 | 0 | 0 | 0 | 0 | 0 |  |  | 0 | 0
2 | Upgradation of Coal feeder weighing system and revamping of Boiler side pneumatic dampers system of Hot air, cold air, FD,PA and burner tilt at Bhusawal TPS 2x500W |  | - | 0 | 0 | 0 | 0 | 0 | 0 |  |  | 0 | 0
2.1 | Upgradation of Coal feeder weighing system at Bhusawal TPS 2x500W |  | - | 0 | 0 | 0 | 0 | 0 | 0 |  |  | 0 | 0
2.2 | Up-gradation of carbon monoxide analyzer in flue gas installed |  | - | 0 | 0 | 0 | 0 | 0 | 0 |  |  | 0 | 0
2.3 | Up- Gradation of condition monitoring & analysis system for TSI of Main Turbine , TDBFP & BOP System 2x500 MW BTPS. |  | - | 0 | 0 | 0 | 0 | 0 | 0 |  |  | 0 | 0
2.5 | Revamping of Boiler side pneumatic dampers system of Hot air, cold air, FD,PA and burner tilt at BTPS 2X500MW |  | - | 0 | 0 | 0 | 0 | 0 | 0 |  |  | 0 | 0
2.6 | Procurement of various high pressure valves at 2x500 MW. |  | - | 0 | 0 | 0 | 0 | 0 | 0 |  |  | 0 | 0
3 | Schemes for Turbine side auxiliaries systems Performance & efficiency improvement schemes at 2X500MW, Bhusawal TPS |  | - | 0 | 0 | 0 | 0 | 0 | 0 |  |  | 0 | 0
3.1 | Procurement of BFP Booster Pump (FA-1B-75) complete assembly (04 Nos) at 500MW BTPS, Bhusawal. |  | - | 0 | 0 | 0 | 0 | 0 | 0 |  |  | 0 | 0
3.2 | Procurement of Vacuum Pump complete assembly with recirculation Pump (01 No) and Impeller assembly (2 Nos) at 500MW BTPS, Bhusawal. |  | - | 0 | 0 | 0 | 0 | 0 | 0 |  |  | 0 | 0
3.3 | Revamping, modification of outdoor ducting of Air ventilation system at 2x500MW BTPS, Bhusawal. |  | - | 0 | 0 | 0 | 0 | 0 | 0 |  |  | 0 | 0
3.4 | Performance improvement of compressors |  | - | 0 | 0 | 0 | 0 | 0 | 0 |  |  | 0 | 0
3.5 | Centralized Water Management System at BTPS, Deepnagar, Bhusawal |  | - | 0 | 0 | 0 | 0 | 0 | 0 |  |  | 0 | 0
3.6 | Revamping and upgradation of Forbes Marshal make Steam & Water Analysis System Installed at 2x500MW BTPS. |  | - | 0 | 0 | 0 | 0 | 0 | 0 |  |  | 0 | 0
4 | Implementation of flexible operation solutions for technical minimum operation of 2x500MW, BTPS. |  | - | 0 | 0 | 0 | 0 | 0 | 0 |  |  | 0 | 0
4.1 | Implementation of flexible operation solutions for technical minimum operation of 2x500MW, BTPS. |  | - | 0 | 0 | 0 | 0 | 0 | 0 |  |  | 0 | 0
0 | FY 2027-28 |  | - | 0 | 0 | 0 | 0 | 0 | 0 |  |  | 0 | 0
1 | Supply,Installation and commissioning of Boiler performance and reliability improvement schemes at BTPS 2x500MW. |  | - | 0 | 0 | 0 | 0 | 0 | 0 |  |  | 0 | 0
1.1 | Procurement of M/s Torishima, Japan make, 350 KW, 6.6KV, Boiler Circulating Water (BCW) Pump Motors at BTPS 2x500MW. |  | - | 0 | 0 | 0 | 0 | 0 | 0 |  |  | 0 | 0
1.2 | Installation commissioning of Online DC Earth fault monitoring system at 220V DCDB at 500MW U-4&5. |  | - | 0 | 0 | 0 | 0 | 0 | 0 |  |  | 0 | 0
1.3 | Design, supply, erection, comms. Of ID VFD & AHP transformers for 2x500MW BTPS. |  | - | 0 | 0 | 0 | 0 | 0 | 0 |  |  | 0 | 0
1.4 | Design,supply,installation and commissioning of Energy efficient System for illumination at BTPS 2x500MW. |  | - | 0 | 0 | 0 | 0 | 0 | 0 |  |  | 0 | 0
1.5 | Procurement of Main Gear unit assembly of electrical Actuators in 2x500MW BTPS |  | - | 0 | 0 | 0 | 0 | 0 | 0 |  |  | 0 | 0
1.6 | Supply, erection, commissioning & site testing of 360V, 750 AH Station UPS Battery Sets along with accessories for Unit No.5 at BTPS 2x500MW. |  | - | 0 | 0 | 0 | 0 | 0 | 0 |  |  | 0 | 0
1.7 | Upgradation of EWLI system at Bhusawal TPS 2x500W |  | - | 0 | 0 | 0 | 0 | 0 | 0 |  |  | 0 | 0
2 | Performance improvement of Bottom ash evacualtion system to reduce auxillary power consumption, water consumption & environmental pollution at 2X500MW, Bhusawal TPS |  | - | 0 | 0 | 0 | 0 | 0 | 0 |  |  | 0 | 0
2.1 | Modification of latest design AR 200/550 Ash slurry pump assembly including auxillaries at AHP, 2x500MW, BTPS. |  | - | 0 | 0 | 0 | 0 | 0 | 0 |  |  | 0 | 0
2.2 | Modification of single roll reversible clinker grinder system at AHP, 2x500MW, BTPS |  | - | 0 | 0 | 0 | 0 | 0 | 0 |  |  | 0 | 0
2.3 | Modification of bottom ash & coarse ash slurry pipe line disposal system at AHP 2X500 MW BTPS |  | - | 0 | 0 | 0 | 0 | 0 | 0 |  |  | 0 | 0
3 | Boiler Reliability & Availability improvement at 2x500MW, Bhusawal TPS. |  | - | 0 | 0 | 0 | 0 | 0 | 0 |  |  | 0 | 0
3.1 | Procurement of Boiler Coils (CRH &HRH) at 2x500MW BTPS. |  | - | 0 | 0 | 0 | 0 | 0 | 0 |  |  | 0 | 0
3.2 | Procurement of ID fan impeller with shaft at 2x500 MW BTPS. |  | - | 0 | 0 | 0 | 0 | 0 | 0 |  |  | 0 | 0
3.3 | Procurement SH,RH,MS outlet valves with actuator and motor at 2x500 MW BTPS. |  | - | 0 | 0 | 0 | 0 | 0 | 0 |  |  | 0 | 0
4 | CHP Infrastructure Development Schemes |  | - | 0 | 0 | 0 | 0 | 0 | 0 |  |  | 0 | 0
4.1 | Supply, installation and commissioning PLC system on a single platform to match with external aspect & process improvement at CHP 2x500MW BTPS. |  | - | 0 | 0 | 0 | 0 | 0 | 0 |  |  | 0 | 0
4.2 | Supply, installation, retrofitting and commissioning of HT breaker at HT Switchgear in CHP 2x500MW BTPS |  | - | 0 | 0 | 0 | 0 | 0 | 0 |  |  | 0 | 0
4.3 | Supply, installation, retrofitting and commissioning of LT breaker at LT Switchgear in CHP 2x500MW BTPS. |  | - | 0 | 0 | 0 | 0 | 0 | 0 |  |  | 0 | 0
4.4 | Supply, Installation & Commissioning of Magnetic Separators at CHP 2x 500MW BTPS Deepnagar |  | - | 0 | 0 | 0 | 0 | 0 | 0 |  |  | 0 | 0
4.5 | Supply, Installation & Commissioning Flameproof lighting at CHP 2x 500MW BTPS Deepnagar |  | - | 0 | 0 | 0 | 0 | 0 | 0 |  |  | 0 | 0
4.6 | Supply, Installation & upgradation of HT /LT relay at CHP BTPS. |  | - | 0 | 0 | 0 | 0 | 0 | 0 |  |  | 0 | 0
5 | Detail Project report of improvement of Unloading in Coal handling Plant BTPS. |  | - | 0 | 0 | 0 | 0 | 0 | 0 |  |  | 0 | 0
5.1 | Procurement of 04 no of locomotives for Coal handling Plant BTPS. |  | - | 0 | 0 | 0 | 0 | 0 | 0 |  |  | 0 | 0
5.2 | Design Supply Erection and Comission of Hour glass shape Coal diverting chutes with extra life wear resistant plates in CHP, BTPS. |  | - | 0 | 0 | 0 | 0 | 0 | 0 |  |  | 0 | 0
5.3 | Design Supply Erection and Comission of Inverted Y Shape Coal diverting chutes with extra life wear resistant plates in CHP, BTPS. |  | - | 0 | 0 | 0 | 0 | 0 | 0 |  |  | 0 | 0
5.4 | Design Supply Erection and Comission of coal diverting chutes with extra life wear resistant plates in CHP BTPS. |  | - | 0 | 0 | 0 | 0 | 0 | 0 |  |  | 0 | 0
5.5 | Work of Revamping and structural up-gradation of conveyor 104A&B in Coal Handling Plant-BTPS. |  | - | 0 | 0 | 0 | 0 | 0 | 0 |  |  | 0 | 0
6 | Supply and Installation of reliability improvement schemes for HT/LT switchgears and auxilliaries at BTPS 2x500MW. |  | - | 0 | 0 | 0 | 0 | 0 | 0 |  |  | 0 | 0
6.1 | Procurement of HT Motors of various ratings at 2x500MW. |  | - | 0 | 0 | 0 | 0 | 0 | 0 |  |  | 0 | 0
6.2 | Procurement of Dry type transformers of varoius ratings at 2x500MW. |  | - | 0 | 0 | 0 | 0 | 0 | 0 |  |  | 0 | 0
6.3 | Procurement of Inverter and converter trolleys of GEHO Pump at 2x500MW. |  | - | 0 | 0 | 0 | 0 | 0 | 0 |  |  | 0 | 0
6.4 | Procurement of Vacuum Contactors of various ratings for HT Switchgears at BTPS 2x500MW. |  | - | 0 | 0 | 0 | 0 | 0 | 0 |  |  | 0 | 0
6.5 | Supply, erection, commissioning & site testing of 360V, 750 AH Station UPS Battery Sets along with accessories for Unit No.4 at BTPS 2x500MW’. |  | - | 0 | 0 | 0 | 0 | 0 | 0 |  |  | 0 | 0
6.6 | Updragation of Sox-Nox analyzer,PM analyzer, ETP analyzer at BTPS 2X500MW. |  | - | 0 | 0 | 0 | 0 | 0 | 0 |  |  | 0 | 0
6.7 | Upgradation of O2 analyzer at BTPS 2X500MW |  | - | 0 | 0 | 0 | 0 | 0 | 0 |  |  | 0 | 0
6.8 | Revamping & Upgradation Of Vibration Monitoring Rack From VM7 TO VM7B at BTPS 2X500MW |  | - | 0 | 0 | 0 | 0 | 0 | 0 |  |  | 0 | 0
6.9 | Procurement & Installation of High Mast towers in various location in BTPS |  | - | 0 | 0 | 0 | 0 | 0 | 0 |  |  | 0 | 0
6.1 | Renovation and Modification of Colony Electric Supply System to improve availability and reliability of supply system at BTPS Colony, Deepnagar |  | - | 0 | 0 | 0 | 0 | 0 | 0 |  |  | 0 | 0
6.11 | Work of Overhauling repairs of U-5 350KW BCWP motor of M/s Torishima make at BTPS 2x500MW. |  | - | 0 | 0 | 0 | 0 | 0 | 0 |  |  | 0 | 0
0 | FY 2028-29 |  | - | 0 | 0 | 0 | 0 | 0 | 0 |  |  | 0 | 0
1 | APH baskets with main drive Gear box and lub oil skids with motor at 2x500MW BTPS |  | - | 0 | 0 | 0 | 0 | 0 | 0 |  |  | 0 | 0
1.1 | APH baskets with main drive Gear box and lub oil skids with motor at 2x500MW BTPS |  | - | 0 | 0 | 0 | 0 | 0 | 0 |  |  | 0 | 0
2 | Detail Project Report for Design, Engineering, Supply, Installation and commissioning of 1500TPH Stacker cum re-claimer in Coal Handling Plant-BTPS. |  | - | 0 | 0 | 0 | 0 | 0 | 0 |  |  | 0 | 0
2.1 | Design, Engineering, Supply, Installation and commissioning of 1500TPH Stacker cum re-claimer in Coal Handling Plant-BTPS. |  | - | 0 | 0 | 0 | 0 | 0 | 0 |  |  | 0 | 0
3 | Enhancement of Unloading & Stacking Capacity of CHP. |  | - | 0 | 0 | 0 | 0 | 0 | 0 |  |  | 0 | 0
3.1 | Design Supply errection & Comissioning of Open Wagon Tippler along with stacking and reclaiming yard conveyors at CHP stack yard. |  | - | 0 | 0 | 0 | 0 | 0 | 0 |  |  | 0 | 0
0 | FY 2029-30 |  | - | 0 | 0 | 0 | 0 | 0 | 0 |  |  | 0 | 0
1 | Coal Mill Performance Improvement and Life Enhancement of BHEL Make XRP-1043 Coal Mills in 2x500 MW BTPS. |  | - | 0 | 0 | 0 | 0 | 0 | 0 |  |  | 0 | 0
1.1 | Coal Mill Performance Improvement and Life Enhancement of BHEL Make XRP-1043 Coal Mills in 2x500 MW BTPS. |  | - | 0 | 0 | 0 | 0 | 0 | 0 |  |  | 0 | 0
2 | Upgradation rail track in CHP -BTPS |  | - | 0 | 0 | 0 | 0 | 0 | 0 |  |  | 0 | 0
2.1 | Revamping and Upgradation of rail track from 52KG to 60KG in CHP-BTPS. |  | - | 0 | 0 | 0 | 0 | 0 | 0 |  |  | 0 | 0
0 | 0 |  | - | 0 | 0 | 0 | 0 | 0 | 0 |  |  | 0 | 0
0 | B) Non-DPR Schemes |  | - | 0 | 0 | 0 | 0 | 0 | 0 |  |  | 0 | 0
1 | Contract for modification of Wobbler feeder in CHP-2X500MW |  | - | 0 | 1.4733 | 1.4733 | 0 | 0 | 0 |  |  | 0 | 0
2 | Contract for Revamping of Apron Feeder in CHP-2X500MW |  | - | 0 | 2.3246 | 2.3246 | 0 | 0 | 0 |  |  | 0 | 0
3 | Procurement of double lip skirt sealing & tracking idler in CHP at 2x500MW, BTPS |  | - | 0 | 0.57025 | 0.57025 | 0 | 0 | 0 |  |  | 0 | 0
4 | Supply, erection & commissioning of vibrating feeder in CHP at 2x500MW, BTPS |  | - | 0 | 0.57796 | 0.57796 | 0 | 0 | 0 |  |  | 0 | 0
5 | Coal chutes with extra life wear resistance plates in CHP at 2X500MW |  | - | 0 | 2.0319 | 2.0319 | 0 | 0 | 0 |  |  | 0 | 0
6 | Epoxy Painting upto all height to structural steel work in main plant boiler side area and CHP area |  | - | 0 | 5.8625 | 5.8625 | 0 | 0 | 0 |  |  | 0 | 0
7 | Rectification of Belt feeder & Gravity Take-up in CHP-2X500MW. |  | - | 0 | 1.6479 | 1.6479 | 0 | 0 | 0 |  |  | 0 | 0
8 | Coal diverting chutes in CHP at 2X500MW. |  | - | 0 | 2.2184 | 2.2184 | 0 | 0 | 0 |  |  | 0 | 0
9 | Supply of Conveyor Pulleys with Ceramic lagging at CHP-2X500MW, BTPS, Bhusawal |  | - | 0 | 0.58051 | 0.58051 | 0 | 0 | 0 |  |  | 0 | 0
10 | Non-DPR Project Report for Design, Supply,Erection & Commissioning of High Performance Energy Chain System for Side Arm Charger at 2x500 at CHP |  | - | 0 | 1.5015 | 1.5015 | 0 | 0 | 0 |  |  | 0 | 0
11 | Implementation of Energy Conservation Demonstration Project in buildings of BTPS 2x500MW |  | - | 0 | 0 | 0 | 0 | 0 | 0 |  |  | 0 | 0
12 | Installation of Fire & Explosion Prevention system at Bhusawal 500MW Unit-4. |  | - | 0 | 2.4539 | 2.4539 | 0 | 0 | 0 |  |  | 0 | 0
13 | Fixtures & Fitting (10801) |  | - | 0 | 0.21334 | 0.21334 | 0 | 0 | 0 |  |  | 0 | 0
14 | Office equpment (10901) |  | - | 0 | 0.22996 | 0.22996 | 0 | 0 | 0 |  |  | 0 | 0
15 | 150 W & 40 W LED FIXTURES AT TG HOUSE BUILDING 2X500MW |  | - | 0 | 0.52807 | 0.27807 | 0.25 | 0 | 0 |  |  | 0 | 0.25
16 | JUMBO DEESERT AIR COOLERS FOR POWER TRANSFORERS |  | - | 0 | 0.10143 | 0.10143 | 0 | 0 | 0 |  |  | 0 | 0
17 | GEN ASSET (ALMIRAH,TABLE & CHAIR) (10801) |  | - | 0 | 0.23454 | 0.23454 | 0 | 0 | 0 |  |  | 0 | 0
18 | LAPTOP, 50 INCH TV,PRINTER,PROJECTOR,DESKTOP,UPS & ETS. (10901) |  | - | 0 | 0.55035 | 0.55035 | 0 | 0 | 0 |  |  | 0 | 0
19 | RESTAURANT EQUIP COMPOSTING MACHINE |  | - | 0 | 0.05049 | 0.05049 | 0 | 0 | 0 |  |  | 0 | 0
20 | OFFICE TABLE,STORGE RACK,FAN |  | - | 0 | 0.57869 | 0.57869 | 0 | 0 | 0 |  |  | 0 | 0
21 | CAMERAS |  | - | 0 | 0.038468 | 0.038468 | 0 | 0 | 0 |  |  | 0 | 0
22 | VELHALA ASH BUND RD WORK |  | - | 0 | 2.4645 | 2.4645 | 0 | 0 | 0 |  |  | 0 | 0
23 | CONCERETE ROAD FROM DIESEL PUMP TO 500MW FACTORY G |  | - | 0 | 0.98449 | 0.98449 | 0 | 0 | 0 |  |  | 0 | 0
24 | Admin Building |  | - | 0 | 0.05175 | 0 | 0.05175 | 0 | 0 |  |  | 0 | 0.05175
25 | Furniture & Fixture |  | - | 0 | 0 | 0 | 0 | 0.13712 | 0.13712 |  |  | 0.13712 | 0
26 | Office Equipment |  | - | 0 | 0 | 0 | 0 | 0.14424 | 0.14424 |  |  | 0.14424 | 0
27 | Furniture & Fixture |  | - | 0 | 0 | 0 | 0 | 0 | 0 |  |  | 0 | 0
28 | Office Equipment |  | - | 0 | 0 | 0 | 0 | 0 | 0 |  |  | 0 | 0
29 | Work of repairs of 350 KW BCWP-4B & BCWP-5B motor of M/s. Torishima make at BTPS 2x500 MW |  | - | 0 | 0 | 0 | 0 | 0 | 0 |  |  | 0 | 0
30 | ABC Powder Type and Foam Type Composite Fire Extinguisher |  | - | 0 | 0 | 0 | 0 | 0 | 0 |  |  | 0 | 0
31 | Withdrawal of capex from Project (LD - Passenger Lifts) |  | - | 0 | 0 | 0 | 0 | 0 | -0.13899 |  |  | -0.13899 | 0.13899
| Total |  |  |  | 184.319 | 184.0892 | 0.22981 | 14.829 | 13.9194 | 0 | 0 | 13.9194 | 1.1395
FY 2023-24
a) DPR Schemes
(i) Submitted to MERC
7 | Interconnection of 210 MW CHP to 500 MW CHP through Conveyors BC-02 & BC-03 having capacity of 500 TPH | MERC/CAPEX/20162017/00227 | 2016-05-24 | 24 | 0 | 0 | 0 | 0 | 0 |  |  | 0 | 0 | 0 | 0
7.1 | Interconnection of 210 MW CHP to 500 MW CHP through Conveyors BC-02 & BC-03 having capacity of 500 TPH | MERC/CAPEX/20162017/00227 | 2016-05-24 | 22.73 | 19.1067 | 19.1067 | 0 | 0 | 0 |  |  | 0 | 0 | 0 | 0
0 | IDC | MERC/CAPEX/20162017/00227 | 2016-05-24 | 1.27 | 0 | 0 | 0 | 0 | 0 |  |  | 0 | 0 | 0 | 0
8 | Stack management by procurement of Bulldozer & LOCO and CHP area schemes for performance & unloading improvement | MERC/CAPEX/20162017/01426 | 2017-02-02 | 9.9669 | 0 | 0 | 0 | 0 | 0 |  |  | 0 | 0 | 0 | 0
8.1 | Procurement of Locomotive 800 HP (2 No.’s) | MERC/CAPEX/20162017/01426 | 2017-02-02 | 4.9504 | 4.8261 | 4.8261 | 0 | 0 | 0 |  |  | 0 | 0 | 0 | 0
8.2 | Procurement of 2 No’s of Bulldozer Model D-155(2 No.’s) | MERC/CAPEX/20162017/01426 | 2017-02-02 | 2.562 | 3.4747 | 3.4747 | 0 | 0 | 0 |  |  | 0 | 0 | 0 | 0
8.3 | Modification below primary crusher chutes 15A/B & Conv.02 | MERC/CAPEX/20162017/01426 | 2017-02-02 | 0.42975 | 0.38033 | 0.38033 | 0 | 0 | 0 |  |  | 0 | 0 | 0 | 0
8.4 | New helical gear box for various conveyors | MERC/CAPEX/20162017/01426 | 2017-02-02 | 0.79339 | 0 | 0 | 0 | 0 | 0 |  |  | 0 | 0 | 0 | 0
8.5 | Procurement of Elecon Make Ring Granulator Type TK-09-38B | MERC/CAPEX/20162017/01426 | 2017-02-02 | 0.53719 | 0 | 0 | 0 | 0 | 0 |  |  | 0 | 0 | 0 | 0
8.6 | Procurement of Elecon Make Ring Granulator Type TK6 32B Ring Granulator | MERC/CAPEX/20162017/01426 | 2017-02-02 | 0.33884 | 0 | 0 | 0 | 0 | 0 |  |  | 0 | 0 | 0 | 0
0 | IDC | MERC/CAPEX/20162017/01426 | 2017-02-02 | 0.35537 | 0 | 0 | 0 | 0 | 0 |  |  | 0 | 0 | 0 | 0
9 | Construction of 1st raising of Ash bund from T.B.L. 258M to 264M at Bhusawal TPS | MERC/CAPEX/20172018/4267 | 2017-09-28 | 64.22 | 0 | 0 | 0 | 0 | 0 |  |  | 0 | 0 | 0 | 0
9.1 | Construction of 1st raising of Ash bund from T.B.L. 258M to 264M at Bhusawal TPS | MERC/CAPEX/20172018/4267 | 2017-09-28 | 64.22 | 64.4982 | 64.4982 | 0 | 0 | 0 |  |  | 0 | 0 | 0 | 0
10 | Augmentation of Ash Evacuation System & Procurement of BCW Pump Motors at Bhusawal & Khaperkheda TPS 500 MW Units | MERC/CAPEX/20172018/4782 | 2017-11-28 | 17.44 | 0 | 0 | 0 | 0 | 0 |  |  | 0 | 0 | 0 | 0
10.1 | Installation of standby Buffer Hopper parallel to existing pair of buffer hoppers | MERC/CAPEX/20172018/4782 | 2017-11-28 | 11.5 | 0 | 0 | 0 | 0 | 0 |  |  | 0 | 0 | 0 | 0
10.2 | Installation of additional vacuum pump for every two passes, near to intermediate hopper. | MERC/CAPEX/20172018/4782 | 2017-11-28 | 0.6 | 0 | 0 | 0 | 0 | 0 |  |  | 0 | 0 | 0 | 0
10.3 | Procurement of 02 Nos of M/s Torishima, Japan make, 350 KW, 6.6KV, Boiler Circulating Water (BCW) Pump Motors (without pump casing) with 02 lots of recommended Electrical & C&I spares for Bhusawal and Khaparkheda TPS 500MW. | MERC/CAPEX/20172018/4782 | 2017-11-28 | 4.24 | 4.6696 | 4.6696 | 0 | 0 | 0 |  |  | 0 | 0 | 0 | 0
10.4 | Procurement of complete ACVF drive module comprising of 2 Nos. of Supply and 3 Nos. of Inverter modules for GEHO pumps | MERC/CAPEX/20172018/4782 | 2017-11-28 | 0.95 | 0.92864 | 0.92864 | 0 | 0 | 0 |  |  | 0 | 0 | 0 | 0
10.5 | Supply, erection and commissioning of 24VDC, 100A Float & Float cum Boost Battery Charger with 325Ah Battery Bank for CWPH at BTPS 2x500 MW. | MERC/CAPEX/20172018/4782 | 2017-11-28 | 0.15 | 0.15788 | 0.15788 | 0 | 0 | 0 |  |  | 0 | 0 | 0 | 0
0 | IDC | MERC/CAPEX/20172018/4782 | 2017-11-28 | 0 | 0 | 0 | 0 | 0 | 0 |  |  | 0 | 0 | 0 | 0
11 | Various schemes for renovation of colony at Bhusawal TPS | MERC/CAPEX/20172018/0221 | 2018-02-12 | 19.3341 | 0 | 0 | 0 | 0 | 0 |  |  | 0 | 0 | 0 | 0
11.1 | Renovation of staff quarters & related work at BTPS Deepnagar | MERC/CAPEX/20172018/0221 | 2018-02-12 | 7.021 | 5.4584 | 5.4584 | 0 | 0 | 0 |  |  | 0 | 0 | 0 | 0
11.2 | Colony Internal Roads at BTPS, Deepnagar | MERC/CAPEX/20172018/0221 | 2018-02-12 | 3.85 | 3.2501 | 3.2514 | -0.001329 | 0 | 0 |  |  | 0 | -0.001329 | 0 | 0
11.3 | Water supply , sanitary & drainage works at BTPS, Deepnagar | MERC/CAPEX/20172018/0221 | 2018-02-12 | 7.3 | 5.8361 | 5.8109 | 0.025229 | 0 | 0 |  |  | 0 | 0.025229 | 0 | 0
11.4 | Plinth protection to existing buildings at BTPS, Deepnagar | MERC/CAPEX/20172018/0221 | 2018-02-12 | 1.1631 | 0.91823 | 0.91823 | -2.2e-08 | 0 | 0 |  |  | 0 | -2.2e-08 | 0 | 0
12 | Pipeline from River Water Pump House (RWPH) to aquaduct over Bhogawati River and Other allied power house road works under DPR scheme at BTPS, Bhusawal | MERC/CAPEX/2018-2019/0104 | 2019-04-04 | 13.1172 | 0 | 0 | 0 | 0 | 0 |  |  | 0 | 0 | 0 | 0
12.1 | Providing supplying laying, jointing, testing and commissioning of 1650 mm Ø ID 8 mm thick M.S. pipeline for raw water supply from RWPH to aquaduct over Bhogawati river at, BTPS, Bhusawal. | MERC/CAPEX/2018-2019/0104 | 2019-04-04 | 7.257 | 0 | 0 | 0 | 0 | 0 |  |  | 0 | 0 | 0 | 0
12.2 | Construction of WBM and Bituminous road along inlet & outlet canals and concreate road along periphery of Major store at BTPS, Bhusawal. | MERC/CAPEX/2018-2019/0104 | 2019-04-04 | 4.22 | 3.1733 | 1.1932 | 1.9801 | 0.6572 | 2.6373 |  |  | 2.6373 | -2.7e-08 | 2.6373 | 0
12.3 | Work of construction of self-supporting steel roofing system for a major store godown shed of span 25M at BTPS, Deepnagar. | MERC/CAPEX/2018-2019/0104 | 2019-04-04 | 1.6402 | 0.27 | 1.6376 | -1.3676 | 0 | 0 |  |  | 0 | -1.3676 | 0 | 0
0 | IDC | MERC/CAPEX/2018-2019/0104 | 2019-04-04 | 0 | 0.059623 | 0 | 0.059623 | 0.089552 | 0.14918 |  |  | 0.14918 | 0 | 0 | 0.14918
13 | Supply, erection, commissioning & site testing of 220 V, 2035 AH, Station Battery Sets (4 Nos.) and 24 V, 2250 AH, SG/TG & BOP Battery Sets (8 Nos.) for U# 4 & 5 along with accessories at 2 x 500 MW BTPS, Bhusawal | MERC/CAPEX/2017-2018/1226 | 2018-08-10 | 11.59 | 0 | 0 | 0 | 0 | 0 |  |  | 0 | 0 | 0 | 0
13.1 | Supply, erection, commissioning & site testing of 220V, 2035 AH Station Battery Sets (02 Nos.) and 24V, 2250AH, SG/TG & BOP Battery Set (04 Nos.) along with accessories for Unit No.5 at BTPS 2x500MW. | MERC/CAPEX/2017-2018/1226 | 2018-08-10 | 5.795 | 6.374 | 6.374 | 0 | 0 | 0 |  |  | 0 | 0 | 0 | 0
13.2 | Supply, erection, commissioning & site testing of 220V, 2035 AH Station Battery Sets (02 Nos.) and 24V, 2250AH, SG/TG & BOP Battery Set (04 Nos.) along with accessories for Unit No.4 at BTPS 2x500MW. | MERC/CAPEX/2017-2018/1226 | 2018-08-10 | 5.795 | 6.3227 | 6.3227 | 0 | 0 | 0 |  |  | 0 | 0 | 0 | 0
15 | Flue Gas Desulphurization (FGD) System for 500 MW Units (Total 8 Nos) of MSPGCL | MERC/CAPEX/2020-2021/WFH/SBR/45 | 2021-02-05 | 869.5 | 0 | 0 | 0 | 0 | 0 |  |  | 0 | 0 | 0 | 0
15.1 | Flue Gas Desulphurization (FGD) System for Bhusawal Unit 4-5 | MERC/CAPEX/2020-2021/WFH/SBR/45 | 2021-02-05 | 830.4 | 0 | 0 | 0 | 0 | 0 |  |  | 0 | 0 | 0 | 0
0 | IDC | MERC/CAPEX/2020-2021/WFH/SBR/45 | 2021-02-05 | 39.1 | 0 | 0 | 0 | 0 | 0 |  |  | 0 | 0 | 0 | 0
16 | Procurement of two BFP Cartridges & one rotor of Turbine driven BFP & at 500MW BTPS, Bhusawal | MERC/CAPEX/2020-2021/WFO/SBR/49 | 2021-03-08 | 10.52 | 0 | 0 | 0 | 0 | 0 |  |  | 0 | 0 | 0 | 0
16.1 | Procurement of two BFP Cartridges at 500MW BTPS, Bhusawal | MERC/CAPEX/2020-2021/WFO/SBR/49 | 2021-03-08 | 3.84 | 2.24 | 2.24 | 0 | 0 | 0 |  |  | 0 | 0 | 0 | 0
16.2 | Procurement of one rotor of Turbine driven BFP at 500MW BTPS, Bhusawal | MERC/CAPEX/2020-2021/WFO/SBR/49 | 2021-03-08 | 6.46 | 7.6136 | 7.6136 | 0 | 0 | 0 |  |  | 0 | 0 | 0 | 0
0 | IDC | MERC/CAPEX/2020-2021/WFO/SBR/49 | 2021-03-08 | 0.22 | 0 | 0 | 0 | 0 | 0 |  |  | 0 | 0 | 0 | 0
17 | CHP Improvement Schemes at 2X500MW, BTPS, Bhusawal | MERC/CAPEX/2020-2021/WFH/SBR/09 | 2021-06-10 | 21.22 | 0 | 0 | 0 | 0 | 0 |  |  | 0 | 0 | 0 | 0
17.1 | Revamping of Apron Feeder in CHP at 2X500MW, BTPS | MERC/CAPEX/2020-2021/WFH/SBR/09 | 2021-06-10 | 4.67 | 4.6492 | 4.6492 | 0 | 0 | 0 |  |  | 0 | 0 | 0 | 0
17.2 | Design, engineering, manufacturing, supply, Erection and commissioning of short conveyor from stack yard to belt feeder 112 in CHP 2x500MW BTPS. | MERC/CAPEX/2020-2021/WFH/SBR/09 | 2021-06-10 | 3.53 | 0 | 0 | 0 | 3.9648 | 3.9648 |  |  | 3.9648 | 0 | 3.53 | 0.43475
17.3 | Design, engineering, manufacturing, supply, Erection and commissioning of stone grappler at Wagon Tippler No.3 in CHP 2x500MW BTPS. | MERC/CAPEX/2020-2021/WFH/SBR/09 | 2021-06-10 | 0.84 | 0 | 0 | 0 | 0 | 0 |  |  | 0 | 0 | 0 | 0
17.4 | Procurement of suspended magnets in CHP 2x500MW BTPS. | MERC/CAPEX/2020-2021/WFH/SBR/09 | 2021-06-10 | 2.95 | 2.947 | 2.947 | 0 | 0 | 0 |  |  | 0 | 0 | 0 | 0
17.5 | Supply, Erection And Commissioning of Electro-Mechanical Drive to Apron Feeder at CHP 500MW | MERC/CAPEX/2020-2021/WFH/SBR/09 | 2021-06-10 | 7.57 | 0 | 0 | 0 | 0 | 0 |  |  | 0 | 0 | 0 | 0
0 | IDC | MERC/CAPEX/2020-2021/WFH/SBR/09 | 2021-06-10 | 1.66 | 0 | 0 | 0 | 0.067524 | 0.067524 |  |  | 0.067524 | 0 | 0.067524 | 0
HO DPR 6 | Supply, Installation, Commissioning and Operation & Maintenance Services of Continuous Ambient Air Quality Monitoring Stations (CAAQMS) at various TPS | MERC/CAPEX/20162017/00423 | 2016-08-03 | 3.9773 | 0 | 0 | 0 | 0 | 0 |  |  | 0 | 0 | 0 | 0
1 | Bhusawal: Unit 4-5 (3 Nos.) | MERC/CAPEX/20162017/00423 | 2016-08-03 | 3.9773 | 1.9468 | 1.9458 | 0.001 | 0 | 0 |  |  | 0 | 0.001 | 0 | 0
HO DPR 7 | Installation of Real Time Online Coal-Ash Analyzer at various TPS | MERC/CAPEX/20162017/00774 | 2016-09-30 | 4.0552 | 0 | 0 | 0 | 0 | 0 |  |  | 0 | 0 | 0 | 0
1 | Bhusawal: Unit 4-5 | MERC/CAPEX/20162017/00774 | 2016-09-30 | 4.0552 | 0 | 0 | 0 | 0 | 0 |  |  | 0 | 0 | 0 | 0
HO DPR 8 | Replacement of Fire Tenders at Various Power Stations of Mahagenco | MERC/CAPEX/20172018/4653 | 2017-11-13 | 3.95 | 0 | 0 | 0 | 0 | 0 |  |  | 0 | 0 | 0 | 0
1 | Advance Multipurpose Fire Tender for BTPS 4-5 | MERC/CAPEX/20172018/4653 | 2017-11-13 | 1.45 | 1.7765 | 1.7765 | 0 | 0 | 0 |  |  | 0 | 0 | 0 | 0
2 | Normal Multipurpose Fire Tender for BTPS 4-5 | MERC/CAPEX/20172018/4653 | 2017-11-13 | 2.5 | 2.1847 | 2.1847 | 0 | 0 | 0 |  |  | 0 | 0 | 0 | 0
0 | IDC | MERC/CAPEX/20172018/4653 | 2017-11-13 | 0 | 0 | 0 | 0 | 0 | 0 |  |  | 0 | 0 | 0 | 0
HO DPR 10 | Implementation of IB recommendations- Civil works at various TPS of Mahagenco | MERC/CAPEX/20172018/0177 | 2018-02-06 | 10.0654 | 0 | 0 | 0 | 0 | 0 |  |  | 0 | 0 | 0 | 0
1 | Bhusawal: Unit 4-5 | MERC/CAPEX/20172018/0177 | 2018-02-06 | 10.0654 | 8.7954 | 8.7937 | 0.0017614 | 0.38999 | 0.38999 |  |  | 0.38999 | 0.0017614 | 0.38999 | 0
18 | Procurement of assembly of baskets for Air Pre-heater of type 31.5 VIM 2000 (72° PA), Replacement of thermal insulation of Boiler, Ducts & Steam Pipelines and Coal Mill Gear Box in 2x500MW at BTPS, Bhusawal | MERC/CAPEX/2021-2022/ SBR/ 15 | 2021-09-22 | 14.96 | 0 | 0 | 0 | 0 | 0 |  |  | 0 | 0 | 0 | 0
18.1 | Procurement of assembly of baskets for Air Preheater of type 31.5 VIM 2000 (72° PA) for Unit-4&5 | MERC/CAPEX/2021-2022/ SBR/ 15 | 2021-09-22 | 5.53 | 8.411 | 8.411 | 0 | 0 | 0 |  |  | 0 | 0 | 0 | 0
18.2 | Replacement of thermal insulation of Boiler, Ducts & Steam Pipelines along with supply | MERC/CAPEX/2021-2022/ SBR/ 15 | 2021-09-22 | 3.52 | 0 | 0 | 0 | 0 | 0 |  |  | 0 | 0 | 0 | 0
18.3 | Supply of XRP-1043 coal mill gearbox spares in unit-4&5. | MERC/CAPEX/2021-2022/ SBR/ 15 | 2021-09-22 | 5.39 | 0 | 0 | 0 | 0 | 3.7044 |  |  | 3.7044 | -3.7044 | 3.7044 | 0
0 | IDC | MERC/CAPEX/2021-2022/ SBR/ 15 | 2021-09-22 | 0.52 | 0 | 0 | 0 | 0 | 0 |  |  | 0 | 0 | 0 | 0
19 | Up-gradation of Operating System of Max DNA DCS, GE Fanuc PLC system & Schneider PLC system & Procurement of Critical Insurance spares for PA and FD fans System at 2 x 500 MW Units BTPS Bhusawal | MERC/CAPEX/2023-2024/0178 | 2024-03-11 | 31.05 | 0 | 0 | 0 | 0 | 0 |  |  | 0 | 0 | 0 | 0
19.1 | Up-gradation of Existing MaxDNA System (HMI) at 500MW BTPS, Bhusawal | MERC/CAPEX/2023-2024/0178 | 2024-03-11 | 8.69 | 0 | 0 | 0 | 0 | 0 |  |  | 0 | 0 | 0 | 0
19.2 | Up-gradation of GE IP (GE-Fanuc) make PLC system (HMI) installed at AHP, CPU plant, FOPH, FWPH and Mill Reject system at 2x500MW BTPS, Bhusawal. | MERC/CAPEX/2023-2024/0178 | 2024-03-11 | 1.35 | 0 | 0 | 0 | 0 | 0 |  |  | 0 | 0 | 0 | 0
19.3 | Up-gradation of Schneider PLC System at 2x500MW, BTPS, Bhusawal | MERC/CAPEX/2023-2024/0178 | 2024-03-11 | 2.33 | 0 | 0 | 0 | 0 | 0 |  |  | 0 | 0 | 0 | 0
19.4 | Procurement of Rotor assembly with blade set for PA and FD fan at 2 X 500 MW BTPS Bhusawal | MERC/CAPEX/2023-2024/0178 | 2024-03-11 | 18.18 | 0 | 0 | 0 | 0 | 0 |  |  | 0 | 0 | 0 | 0
0 | IDC | MERC/CAPEX/2023-2024/0178 | 2024-03-11 | 0.5 | 0 | 0 | 0 | 0 | 0 |  |  | 0 | 0 | 0 | 0
HO DPR 13 | Construction of new Administrative Building for Mahagenco at Vidyut Bhawan, Katol Road, Nagpur | MERC/CAPEX/2021-2022/MSPGCL/063 | 2022-02-12 | 57 | 0 | 0 | 0 | 0 | 0 |  |  | 0 | 0 | 0 | 0
1 | Construction of new Administrative Building for Mahagenco at Vidyut Bhawan, Katol Road, Nagpur | MERC/CAPEX/2021-2022/MSPGCL/063 | 2022-02-12 | 54.24 | 0 | 0 | 0 | 0 | 0 |  |  | 0 | 0 | 0 | 0
0 | IDC | MERC/CAPEX/2021-2022/MSPGCL/063 | 2022-02-12 | 2.76 | 0 | 0 | 0 | 0 | 0 |  |  | 0 | 0 | 0 | 0
HO DPR 16 | Centralized Monitoring Solution | MERC/CAPEX/MSPGCL/2023-24/0576 | 2023-11-02 | 69.309 | 0 | 0 | 0 | 0 | 0 |  |  | 0 | 0 | 0 | 0
1 | Centralized Monitoring Solution | MERC/CAPEX/MSPGCL/2023-24/0576 | 2023-11-02 | 66.009 | 0 | 0 | 0 | 0 | 0 |  |  | 0 | 0 | 0 | 0
0 | IDC | MERC/CAPEX/MSPGCL/2023-24/0576 | 2023-11-02 | 3.3 | 0 | 0 | 0 | 0 | 0 |  |  | 0 | 0 | 0 | 0
20 | Improvement of Loadability and Availability of Coal Handling Plant at BTPS, Bhusawal | MERC/CAPEX/MSPGCL/2024-25/0309 | 2024-05-17 | 0 | 0 | 0 | 0 | 0 | 0 |  |  | 0 | 0 | 0 | 0
20.1 | Scheme-1:-Design Engineering, Supply, Erection, commissioning, Extension of travel Length & Capacity Enhancement of coal yard with additional drive system of stacker reclaimer conveyor No. 110 at in coal handling Plant BTPS. | MERC/CAPEX/MSPGCL/2024-25/0309 | 2024-05-17 | 14.27 | 0 | 0 | 0 | 0 | 0 |  |  | 0 | 0
20.2 | Scheme-2:-Design, Engineering, Rectification, Erection & Commissioning of Z point at Conveyor 108A & B at CHP-500MW. | MERC/CAPEX/MSPGCL/2024-25/0309 | 2024-05-17 | 8.18 | 0 | 0 | 0 | 0 | 0 |  |  | 0 | 0
20.3 | Scheme-3:-Design, Engineering and provision of material lifting arrangement for crusher floor, wobbler feeder & C-105 floor In CHP BTPS. | MERC/CAPEX/MSPGCL/2024-25/0309 | 2024-05-17 | 1.88 | 0 | 0 | 0 | 0 | 0 |  |  | 0 | 0
20.4 | Scheme-4:-Structural up-gradation and rehabilitation of reversible yard conveyor in coal handling plant. | MERC/CAPEX/MSPGCL/2024-25/0309 | 2024-05-17 | 4.21 | 0 | 0 | 0 | 0 | 0 |  |  | 0 | 0
20.5 | Scheme-5:-Design, Engineering, Erection and commissioning of Receiving and discharge chutes of wobbler feeders in CHP BTPS. | MERC/CAPEX/MSPGCL/2024-25/0309 | 2024-05-17 | 6.25 | 0 | 0 | 0 | 0 | 0 |  |  | 0 | 0
20.6 | Scheme-6: Procurement of 3 Nos. of Bulldozers at BTPS, Bhusawal. | MERC/CAPEX/MSPGCL/2024-25/0309 | 2024-05-17 | 7.35 | 0 | 0 | 0 | 0 | 0 |  |  | 0 | 0
0 | IDC | 0 | - | 0 | 0 | 0 | 0 | 0 | 0 |  |  | 0 | 0
21 | Performance Improvement of Coal Handling Plant at BTPS-U4 & 5, Bhusawal | MERC/CAPEX/MSPGCL/2024-25/0310 | - | 0 | 0 | 0 | 0 | 0 | 0 |  |  | 0 | 0
21.1 | Scheme-1: Revamping, Modification of Gravity take-up and Drive Augmentation of Bunkering conveyor in CHP BTPS | MERC/CAPEX/MSPGCL/2024-25/0310 | 2024-05-17 | 11.35 | 0 | 0 | 0 | 0 | 0 |  |  | 0 | 0
21.2 | Scheme-2: Revamping of coal diverting chutes in CHP 2x500 MW BTPS | MERC/CAPEX/MSPGCL/2024-25/0310 | 2024-05-17 | 5.73 | 0 | 0 | 0 | 0 | 0 |  |  | 0 | 0
21.3 | Scheme-3: Revamping and structural augmentation of Reversible feeder conveyors in CHP-BTPS. | MERC/CAPEX/MSPGCL/2024-25/0310 | 2024-05-17 | 1.77 | 0 | 0 | 0 | 0 | 0 |  |  | 0 | 0
21.4 | Scheme-4: Revamping and up-gradation of air & ventilation system in Coal Handling Plant-BTPS. | MERC/CAPEX/MSPGCL/2024-25/0310 | 2024-05-17 | 9.01 | 0 | 0 | 0 | 0 | 0 |  |  | 0 | 0
21.5 | Scheme-5: Revamping, Structural & drive up-gradation of conveyor-111 in CHP-BTPS. | MERC/CAPEX/MSPGCL/2024-25/0310 | 2024-05-17 | 3.85 | 0 | 0 | 0 | 0 | 0 |  |  | 0 | 0
21.6 | Scheme-6: Revamping and structural up-gradation of conveyor system in tunnel area in Coal Handling Plant-BTPS. | MERC/CAPEX/MSPGCL/2024-25/0310 | 2024-05-17 | 8.62 | 0 | 0 | 0 | 0 | 0 |  |  | 0 | 0
21.7 | Scheme-7: Erection & Commissioning of Travelling type coal chutes in CHP BTPS. | MERC/CAPEX/MSPGCL/2024-25/0310 | 2024-05-17 | 8.06 | 0 | 0 | 0 | 0 | 0 |  |  | 0 | 0
21.8 | Scheme-8: Revamping of scoop cooling system installed in coal handling plant BTPS. | MERC/CAPEX/MSPGCL/2024-25/0310 | 2024-05-17 | 4.98 | 0 | 0 | 0 | 0 | 0 |  |  | 0 | 0
21.9 | Scheme-9: Retrofitting and Up-gradation of Dewatering system in CHP-BTPS. | MERC/CAPEX/MSPGCL/2024-25/0310 | 2024-05-17 | 3.92 | 0 | 0 | 0 | 0 | 0 |  |  | 0 | 0
0 | IDC | 0 | - | 0 | 0 | 0 | 0 | 0 | 0 |  |  | 0 | 0
0 | Asset Transfer from Projects | 0 | - | 0 | 0 | 0 | 0 | 0 | 0 |  |  | 0 | 0
0 | SP Busduct Unit 4&5 | 0 | - | 0 | 0.30072 | 0.30072 | 0 | 0 | 0 |  |  | 0 | 0
0 | ESP,ID,FD,PA Fans &Other Boiler Auxiliaries | 0 | - | 0 | 1.0283 | 1.0283 | 0 | 0 | 0 |  |  | 0 | 0
0 | (ii) DPR Yet to be Submitted to MERC | 0 | - | 0 | 0 | 0 | 0 | 0 | 0 |  |  | 0 | 0
0 | FY 2025-26 | 0 | - | 0 | 0 | 0 | 0 | 0 | 0 |  |  | 0 | 0
1 | Up gradation of coal mill reject system, Procurement of Air heater baskets & spare Air heater gearbox at 2X500MW, Bhusawal TPS | 0 | - | 0 | 0 | 0 | 0 | 0 | 0 |  |  | 0 | 0
1.1 | Work of Capacity enhancement, Engineering, modification, upgradation including spares and consumables and complete commissioning including operation and comprehensive maintenance for 12 months for coal mill reject handling system in Unit-4&5, 2X500MW, BTPS, Bhusawal | 0 | - | 0 | 0 | 0 | 0 | 0 | 0 |  |  | 0 | 0
1.2 | Procurement of assembly of baskets & seals for Air Preheater of type 31.5 VIM 2000 (72° PA), in Unit-5 2x500MW, BTPS Bhusawal | 0 | - | 0 | 0 | 0 | 0 | 0 | 0 |  |  | 0 | 0
1.3 | Procurement of APH Gearbox to improve availability and performance of Air preheaters at 2 x 500 MW Units, BTPS, Bhusawal. | 0 | - | 0 | 0 | 0 | 0 | 0 | 0 |  |  | 0 | 0
2 | Boiler Reliability & Availability improvement at 2x500MW, Bhusawal TPS. | 0 | - | 0 | 0 | 0 | 0 | 0 | 0 |  |  | 0 | 0
2.1 | Procurement & Replacement Of LTSH Coils for Unit - 4 & 5 (500MW) TPS, Bhusawal. | 0 | - | 0 | 0 | 0 | 0 | 0 | 0 |  |  | 0 | 0
2.2 | Procurement & Replacement Of Economiser Coils For Unit - 4 & 5 (500MW) TPS, Bhusawal | 0 | - | 0 | 0 | 0 | 0 | 0 | 0 |  |  | 0 | 0
2.3 | Procurement of assembly of APH Baskets Unit-4 | 0 | - | 0 | 0 | 0 | 0 | 0 | 0 |  |  | 0 | 0
2.4 | Procurement of APH Gearbox Unit-4&5 | 0 | - | 0 | 0 | 0 | 0 | 0 | 0 |  |  | 0 | 0
3 | Various Turbine side reliability improvement schemes at 2x500MW, BTPS | 0 | - | 0 | 0 | 0 | 0 | 0 | 0 |  |  | 0 | 0
3.1 | Reliability improvement of Atlas copco make (mode -ZR -500) | 0 | - | 0 | 0 | 0 | 0 | 0 | 0 |  |  | 0 | 0
3.2 | Reliability improvement of HPCV Valve with procurment cone assy | 0 | - | 0 | 0 | 0 | 0 | 0 | 0 |  |  | 0 | 0
3.3 | Reliability improvement of Alfa Laval make Portable COP | 0 | - | 0 | 0 | 0 | 0 | 0 | 0 |  |  | 0 | 0
3.4 | Reliability improvement of Seal Oil System with procurement of various U Seal rings | 0 | - | 0 | 0 | 0 | 0 | 0 | 0 |  |  | 0 | 0
3.5 | Reliability improvement of Unit-4 & 5 NDCT with replacement of PVC fills and allied work | 0 | - | 0 | 0 | 0 | 0 | 0 | 0 |  |  | 0 | 0
3.6 | Upgradation of Chiller plant, GEHO pump house & OLTC PLC system. | 0 | - | 0 | 0 | 0 | 0 | 0 | 0 |  |  | 0 | 0
4 | IB recommended scheme related (Civil and Electrical) | 0 | - | 0 | 0 | 0 | 0 | 0 | 0 |  |  | 0 | 0
4.1 | Work of fabricating and erecting structural steel watch tower (10 Nos.) in major store, plant area, ash pipe line and ash bund area at BTPS, Deepnagar. | 0 | - | 0 | 0 | 0 | 0 | 0 | 0 |  |  | 0 | 0
4.2 | Work of construction of ladies frisking room for security section and visitors room near factory gate and providing at 2x500MW, BTPS, Deepnagar. | 0 | - | 0 | 0 | 0 | 0 | 0 | 0 |  |  | 0 | 0
4.3 | Work of dismantling and construction old weathered UCR compound wall on bhogawati riverside in 2x500 MW at BTPS. | 0 | - | 0 | 0 | 0 | 0 | 0 | 0 |  |  | 0 | 0
4.4 | Construcion of RCC comppund wall from remote silo to pimpri sekam railway siding cabin at BTPS | 0 | - | 0 | 0 | 0 | 0 | 0 | 0 |  |  | 0 | 0
4.5 | Installation of Highmast towers | 0 | - | 0 | 0 | 0 | 0 | 0 | 0 |  |  | 0 | 0
0 | FY 2026-27 | 0 | - | 0 | 0 | 0 | 0 | 0 | 0 |  |  | 0 | 0
1 | Coal Mill Performance Improvement and Life Enhancement of BHEL Make XRP-1043 Coal Mills in 2x500 MW BTPS. | 0 | - | 0 | 0 | 0 | 0 | 0 | 0 |  |  | 0 | 0
1.1 | Coal Mill Performance Improvement and Life Enhancement of BHEL Make XRP-1043 Coal Mills in 2x500 MW BTPS. | 0 | - | 0 | 0 | 0 | 0 | 0 | 0 |  |  | 0 | 0
2 | Upgradation of Coal feeder weighing system and revamping of Boiler side pneumatic dampers system of Hot air, cold air, FD,PA and burner tilt at Bhusawal TPS 2x500W | 0 | - | 0 | 0 | 0 | 0 | 0 | 0 |  |  | 0 | 0
2.1 | Upgradation of Coal feeder weighing system at Bhusawal TPS 2x500W | 0 | - | 0 | 0 | 0 | 0 | 0 | 0 |  |  | 0 | 0
2.2 | Up-gradation of carbon monoxide analyzer in flue gas installed | 0 | - | 0 | 0 | 0 | 0 | 0 | 0 |  |  | 0 | 0
2.3 | Up- Gradation of condition monitoring & analysis system for TSI of Main Turbine , TDBFP & BOP System 2x500 MW BTPS. | 0 | - | 0 | 0 | 0 | 0 | 0 | 0 |  |  | 0 | 0
2.5 | Revamping of Boiler side pneumatic dampers system of Hot air, cold air, FD,PA and burner tilt at BTPS 2X500MW | 0 | - | 0 | 0 | 0 | 0 | 0 | 0 |  |  | 0 | 0
2.6 | Procurement of various high pressure valves at 2x500 MW. | 0 | - | 0 | 0 | 0 | 0 | 0 | 0 |  |  | 0 | 0
3 | Schemes for Turbine side auxiliaries systems Performance & efficiency improvement schemes at 2X500MW, Bhusawal TPS | 0 | - | 0 | 0 | 0 | 0 | 0 | 0 |  |  | 0 | 0
3.1 | Procurement of BFP Booster Pump (FA-1B-75) complete assembly (04 Nos) at 500MW BTPS, Bhusawal. | 0 | - | 0 | 0 | 0 | 0 | 0 | 0 |  |  | 0 | 0
3.2 | Procurement of Vacuum Pump complete assembly with recirculation Pump (01 No) and Impeller assembly (2 Nos) at 500MW BTPS, Bhusawal. | 0 | - | 0 | 0 | 0 | 0 | 0 | 0 |  |  | 0 | 0
3.3 | Revamping, modification of outdoor ducting of Air ventilation system at 2x500MW BTPS, Bhusawal. | 0 | - | 0 | 0 | 0 | 0 | 0 | 0 |  |  | 0 | 0
3.4 | Performance improvement of compressors | 0 | - | 0 | 0 | 0 | 0 | 0 | 0 |  |  | 0 | 0
3.5 | Centralized Water Management System at BTPS, Deepnagar, Bhusawal | 0 | - | 0 | 0 | 0 | 0 | 0 | 0 |  |  | 0 | 0
3.6 | Revamping and upgradation of Forbes Marshal make Steam & Water Analysis System Installed at 2x500MW BTPS. | 0 | - | 0 | 0 | 0 | 0 | 0 | 0 |  |  | 0 | 0
4 | Implementation of flexible operation solutions for technical minimum operation of 2x500MW, BTPS. | 0 | - | 0 | 0 | 0 | 0 | 0 | 0 |  |  | 0 | 0
4.1 | Implementation of flexible operation solutions for technical minimum operation of 2x500MW, BTPS. | 0 | - | 0 | 0 | 0 | 0 | 0 | 0 |  |  | 0 | 0
0 | FY 2027-28 | 0 | - | 0 | 0 | 0 | 0 | 0 | 0 |  |  | 0 | 0
1 | Supply,Installation and commissioning of Boiler performance and reliability improvement schemes at BTPS 2x500MW. | 0 | - | 0 | 0 | 0 | 0 | 0 | 0 |  |  | 0 | 0
1.1 | Procurement of M/s Torishima, Japan make, 350 KW, 6.6KV, Boiler Circulating Water (BCW) Pump Motors at BTPS 2x500MW. | 0 | - | 0 | 0 | 0 | 0 | 0 | 0 |  |  | 0 | 0
1.2 | Installation commissioning of Online DC Earth fault monitoring system at 220V DCDB at 500MW U-4&5. | 0 | - | 0 | 0 | 0 | 0 | 0 | 0 |  |  | 0 | 0
1.3 | Design, supply, erection, comms. Of ID VFD & AHP transformers for 2x500MW BTPS. | 0 | - | 0 | 0 | 0 | 0 | 0 | 0 |  |  | 0 | 0
1.4 | Design,supply,installation and commissioning of Energy efficient System for illumination at BTPS 2x500MW. | 0 | - | 0 | 0 | 0 | 0 | 0 | 0 |  |  | 0 | 0
1.5 | Procurement of Main Gear unit assembly of electrical Actuators in 2x500MW BTPS | 0 | - | 0 | 0 | 0 | 0 | 0 | 0 |  |  | 0 | 0
1.6 | Supply, erection, commissioning & site testing of 360V, 750 AH Station UPS Battery Sets along with accessories for Unit No.5 at BTPS 2x500MW. | 0 | - | 0 | 0 | 0 | 0 | 0 | 0 |  |  | 0 | 0
1.7 | Upgradation of EWLI system at Bhusawal TPS 2x500W | 0 | - | 0 | 0 | 0 | 0 | 0 | 0 |  |  | 0 | 0
2 | Performance improvement of Bottom ash evacualtion system to reduce auxillary power consumption, water consumption & environmental pollution at 2X500MW, Bhusawal TPS | 0 | - | 0 | 0 | 0 | 0 | 0 | 0 |  |  | 0 | 0
2.1 | Modification of latest design AR 200/550 Ash slurry pump assembly including auxillaries at AHP, 2x500MW, BTPS. | 0 | - | 0 | 0 | 0 | 0 | 0 | 0 |  |  | 0 | 0
2.2 | Modification of single roll reversible clinker grinder system at AHP, 2x500MW, BTPS | 0 | - | 0 | 0 | 0 | 0 | 0 | 0 |  |  | 0 | 0
2.3 | Modification of bottom ash & coarse ash slurry pipe line disposal system at AHP 2X500 MW BTPS | 0 | - | 0 | 0 | 0 | 0 | 0 | 0 |  |  | 0 | 0
3 | Boiler Reliability & Availability improvement at 2x500MW, Bhusawal TPS. | 0 | - | 0 | 0 | 0 | 0 | 0 | 0 |  |  | 0 | 0
3.1 | Procurement of Boiler Coils (CRH &HRH) at 2x500MW BTPS. | 0 | - | 0 | 0 | 0 | 0 | 0 | 0 |  |  | 0 | 0
3.2 | Procurement of ID fan impeller with shaft at 2x500 MW BTPS. | 0 | - | 0 | 0 | 0 | 0 | 0 | 0 |  |  | 0 | 0
3.3 | Procurement SH,RH,MS outlet valves with actuator and motor at 2x500 MW BTPS. | 0 | - | 0 | 0 | 0 | 0 | 0 | 0 |  |  | 0 | 0
4 | CHP Infrastructure Development Schemes | 0 | - | 0 | 0 | 0 | 0 | 0 | 0 |  |  | 0 | 0
4.1 | Supply, installation and commissioning PLC system on a single platform to match with external aspect & process improvement at CHP 2x500MW BTPS. | 0 | - | 0 | 0 | 0 | 0 | 0 | 0 |  |  | 0 | 0
4.2 | Supply, installation, retrofitting and commissioning of HT breaker at HT Switchgear in CHP 2x500MW BTPS | 0 | - | 0 | 0 | 0 | 0 | 0 | 0 |  |  | 0 | 0
4.3 | Supply, installation, retrofitting and commissioning of LT breaker at LT Switchgear in CHP 2x500MW BTPS. | 0 | - | 0 | 0 | 0 | 0 | 0 | 0 |  |  | 0 | 0
4.4 | Supply, Installation & Commissioning of Magnetic Separators at CHP 2x 500MW BTPS Deepnagar | 0 | - | 0 | 0 | 0 | 0 | 0 | 0 |  |  | 0 | 0
4.5 | Supply, Installation & Commissioning Flameproof lighting at CHP 2x 500MW BTPS Deepnagar | 0 | - | 0 | 0 | 0 | 0 | 0 | 0 |  |  | 0 | 0
4.6 | Supply, Installation & upgradation of HT /LT relay at CHP BTPS. | 0 | - | 0 | 0 | 0 | 0 | 0 | 0 |  |  | 0 | 0
5 | Detail Project report of improvement of Unloading in Coal handling Plant BTPS. | 0 | - | 0 | 0 | 0 | 0 | 0 | 0 |  |  | 0 | 0
5.1 | Procurement of 04 no of locomotives for Coal handling Plant BTPS. | 0 | - | 0 | 0 | 0 | 0 | 0 | 0 |  |  | 0 | 0
5.2 | Design Supply Erection and Comission of Hour glass shape Coal diverting chutes with extra life wear resistant plates in CHP, BTPS. | 0 | - | 0 | 0 | 0 | 0 | 0 | 0 |  |  | 0 | 0
5.3 | Design Supply Erection and Comission of Inverted Y Shape Coal diverting chutes with extra life wear resistant plates in CHP, BTPS. | 0 | - | 0 | 0 | 0 | 0 | 0 | 0 |  |  | 0 | 0
5.4 | Design Supply Erection and Comission of coal diverting chutes with extra life wear resistant plates in CHP BTPS. | 0 | - | 0 | 0 | 0 | 0 | 0 | 0 |  |  | 0 | 0
5.5 | Work of Revamping and structural up-gradation of conveyor 104A&B in Coal Handling Plant-BTPS. | 0 | - | 0 | 0 | 0 | 0 | 0 | 0 |  |  | 0 | 0
6 | Supply and Installation of reliability improvement schemes for HT/LT switchgears and auxilliaries at BTPS 2x500MW. | 0 | - | 0 | 0 | 0 | 0 | 0 | 0 |  |  | 0 | 0
6.1 | Procurement of HT Motors of various ratings at 2x500MW. | 0 | - | 0 | 0 | 0 | 0 | 0 | 0 |  |  | 0 | 0
6.2 | Procurement of Dry type transformers of varoius ratings at 2x500MW. | 0 | - | 0 | 0 | 0 | 0 | 0 | 0 |  |  | 0 | 0
6.3 | Procurement of Inverter and converter trolleys of GEHO Pump at 2x500MW. | 0 | - | 0 | 0 | 0 | 0 | 0 | 0 |  |  | 0 | 0
6.4 | Procurement of Vacuum Contactors of various ratings for HT Switchgears at BTPS 2x500MW. | 0 | - | 0 | 0 | 0 | 0 | 0 | 0 |  |  | 0 | 0
6.5 | Supply, erection, commissioning & site testing of 360V, 750 AH Station UPS Battery Sets along with accessories for Unit No.4 at BTPS 2x500MW’. | 0 | - | 0 | 0 | 0 | 0 | 0 | 0 |  |  | 0 | 0
6.6 | Updragation of Sox-Nox analyzer,PM analyzer, ETP analyzer at BTPS 2X500MW. | 0 | - | 0 | 0 | 0 | 0 | 0 | 0 |  |  | 0 | 0
6.7 | Upgradation of O2 analyzer at BTPS 2X500MW | 0 | - | 0 | 0 | 0 | 0 | 0 | 0 |  |  | 0 | 0
6.8 | Revamping & Upgradation Of Vibration Monitoring Rack From VM7 TO VM7B at BTPS 2X500MW | 0 | - | 0 | 0 | 0 | 0 | 0 | 0 |  |  | 0 | 0
6.9 | Procurement & Installation of High Mast towers in various location in BTPS | 0 | - | 0 | 0 | 0 | 0 | 0 | 0 |  |  | 0 | 0
6.1 | Renovation and Modification of Colony Electric Supply System to improve availability and reliability of supply system at BTPS Colony, Deepnagar | 0 | - | 0 | 0 | 0 | 0 | 0 | 0 |  |  | 0 | 0
6.11 | Work of Overhauling repairs of U-5 350KW BCWP motor of M/s Torishima make at BTPS 2x500MW. | 0 | - | 0 | 0 | 0 | 0 | 0 | 0 |  |  | 0 | 0
0 | FY 2028-29 | 0 | - | 0 | 0 | 0 | 0 | 0 | 0 |  |  | 0 | 0
1 | APH baskets with main drive Gear box and lub oil skids with motor at 2x500MW BTPS | 0 | - | 0 | 0 | 0 | 0 | 0 | 0 |  |  | 0 | 0
1.1 | APH baskets with main drive Gear box and lub oil skids with motor at 2x500MW BTPS | 0 | - | 0 | 0 | 0 | 0 | 0 | 0 |  |  | 0 | 0
2 | Detail Project Report for Design, Engineering, Supply, Installation and commissioning of 1500TPH Stacker cum re-claimer in Coal Handling Plant-BTPS. | 0 | - | 0 | 0 | 0 | 0 | 0 | 0 |  |  | 0 | 0
2.1 | Design, Engineering, Supply, Installation and commissioning of 1500TPH Stacker cum re-claimer in Coal Handling Plant-BTPS. | 0 | - | 0 | 0 | 0 | 0 | 0 | 0 |  |  | 0 | 0
3 | Enhancement of Unloading & Stacking Capacity of CHP. | 0 | - | 0 | 0 | 0 | 0 | 0 | 0 |  |  | 0 | 0
3.1 | Design Supply errection & Comissioning of Open Wagon Tippler along with stacking and reclaiming yard conveyors at CHP stack yard. | 0 | - | 0 | 0 | 0 | 0 | 0 | 0 |  |  | 0 | 0
0 | FY 2029-30 | 0 | - | 0 | 0 | 0 | 0 | 0 | 0 |  |  | 0 | 0
1 | Coal Mill Performance Improvement and Life Enhancement of BHEL Make XRP-1043 Coal Mills in 2x500 MW BTPS. | 0 | - | 0 | 0 | 0 | 0 | 0 | 0 |  |  | 0 | 0
1.1 | Coal Mill Performance Improvement and Life Enhancement of BHEL Make XRP-1043 Coal Mills in 2x500 MW BTPS. | 0 | - | 0 | 0 | 0 | 0 | 0 | 0 |  |  | 0 | 0
2 | Upgradation rail track in CHP -BTPS | 0 | - | 0 | 0 | 0 | 0 | 0 | 0 |  |  | 0 | 0
2.1 | Revamping and Upgradation of rail track from 52KG to 60KG in CHP-BTPS. | 0 | - | 0 | 0 | 0 | 0 | 0 | 0 |  |  | 0 | 0
0 | 0 | 0 | - | 0 | 0 | 0 | 0 | 0 | 0 |  |  | 0 | 0
0 | B) Non-DPR Schemes | 0 | - | 0 | 0 | 0 | 0 | 0 | 0 |  |  | 0 | 0
1 | Contract for modification of Wobbler feeder in CHP-2X500MW | 0 | - | 0 | 1.4733 | 1.4733 | 0 | 0 | 0 |  |  | 0 | 0
2 | Contract for Revamping of Apron Feeder in CHP-2X500MW | 0 | - | 0 | 2.3246 | 2.3246 | 0 | 0 | 0 |  |  | 0 | 0
3 | Procurement of double lip skirt sealing & tracking idler in CHP at 2x500MW, BTPS | 0 | - | 0 | 0.57025 | 0.57025 | 0 | 0 | 0 |  |  | 0 | 0
4 | Supply, erection & commissioning of vibrating feeder in CHP at 2x500MW, BTPS | 0 | - | 0 | 0.57796 | 0.57796 | 0 | 0 | 0 |  |  | 0 | 0
5 | Coal chutes with extra life wear resistance plates in CHP at 2X500MW | 0 | - | 0 | 2.0319 | 2.0319 | 0 | 0 | 0 |  |  | 0 | 0
6 | Epoxy Painting upto all height to structural steel work in main plant boiler side area and CHP area | 0 | - | 0 | 5.8625 | 5.8625 | 0 | 0 | 0 |  |  | 0 | 0
7 | Rectification of Belt feeder & Gravity Take-up in CHP-2X500MW. | 0 | - | 0 | 1.6479 | 1.6479 | 0 | 0 | 0 |  |  | 0 | 0
8 | Coal diverting chutes in CHP at 2X500MW. | 0 | - | 0 | 2.2184 | 2.2184 | 0 | 0 | 0 |  |  | 0 | 0
9 | Supply of Conveyor Pulleys with Ceramic lagging at CHP-2X500MW, BTPS, Bhusawal | 0 | - | 0 | 0.58051 | 0.58051 | 0 | 0 | 0 |  |  | 0 | 0
10 | Non-DPR Project Report for Design, Supply,Erection & Commissioning of High Performance Energy Chain System for Side Arm Charger at 2x500 at CHP | 0 | - | 0 | 1.5015 | 1.5015 | 0 | 0 | 0 |  |  | 0 | 0
11 | Implementation of Energy Conservation Demonstration Project in buildings of BTPS 2x500MW | 0 | - | 0 | 0 | 0 | 0 | 0 | 0 |  |  | 0 | 0
12 | Installation of Fire & Explosion Prevention system at Bhusawal 500MW Unit-4. | 0 | - | 0 | 2.4539 | 2.4539 | 0 | 0 | 0 |  |  | 0 | 0
13 | Fixtures & Fitting (10801) | 0 | - | 0 | 0.21334 | 0.21334 | 0 | 0 | 0 |  |  | 0 | 0
14 | Office equpment (10901) | 0 | - | 0 | 0.22996 | 0.22996 | 0 | 0 | 0 |  |  | 0 | 0
15 | 150 W & 40 W LED FIXTURES AT TG HOUSE BUILDING 2X500MW | 0 | - | 0 | 0.52807 | 0.27807 | 0.25 | 0 | 0 |  |  | 0 | 0.25
16 | JUMBO DEESERT AIR COOLERS FOR POWER TRANSFORERS | 0 | - | 0 | 0.10143 | 0.10143 | 0 | 0 | 0 |  |  | 0 | 0
17 | GEN ASSET (ALMIRAH,TABLE & CHAIR) (10801) | 0 | - | 0 | 0.23454 | 0.23454 | 0 | 0 | 0 |  |  | 0 | 0
18 | LAPTOP, 50 INCH TV,PRINTER,PROJECTOR,DESKTOP,UPS & ETS. (10901) | 0 | - | 0 | 0.55035 | 0.55035 | 0 | 0 | 0 |  |  | 0 | 0
19 | RESTAURANT EQUIP COMPOSTING MACHINE | 0 | - | 0 | 0.05049 | 0.05049 | 0 | 0 | 0 |  |  | 0
20 | OFFICE TABLE,STORGE RACK,FAN | 0 | - | 0 | 0.57869 | 0.57869 | 0 | 0 | 0 |  |  | 0
21 | CAMERAS | 0 | - | 0 | 0.038468 | 0.038468 | 0 | 0 | 0 |  |  | 0
22 | VELHALA ASH BUND RD WORK | 0 | - | 0 | 2.4645 | 2.4645 | 0 | 0 | 0 |  |  | 0
23 | CONCERETE ROAD FROM DIESEL PUMP TO 500MW FACTORY G | 0 | - | 0 | 0.98449 | 0.98449 | 0 | 0 | 0 |  |  | 0
24 | Admin Building | 0 | - | 0 | 0.05175 | 0 | 0.05175 | 0 | 0 |  |  | 0
25 | Furniture & Fixture | 0 | - | 0 | 0.13712 | 0.13712 | 0 | 0 | 0 |  |  | 0
26 | Office Equipment | 0 | - | 0 | 0.14424 | 0.14424 | 0 | 0 | 0 |  |  | 0
27 | Furniture & Fixture | 0 | - | 0 | 0 | 0 | 0 | 0.073968 | 0.073968 |  |  | 0.073968
28 | Office Equipment | 0 | - | 0 | 0 | 0 | 0 | 0.15891 | 0.15891 |  |  | 0.15891
29 | Work of repairs of 350 KW BCWP-4B & BCWP-5B motor of M/s. Torishima make at BTPS 2x500 MW | 0 | - | 0 | 0 | 0 | 0 | 4.8465 | 4.8465 |  |  | 4.8465
30 | ABC Powder Type and Foam Type Composite Fire Extinguisher | 0 | - | 0 | 0 | 0 | 0 | 0.58548 | 0.58548 |  |  | 0.58548
31 | Withdrawal of capex from Project (LD - Passenger Lifts) | 0 | - | 0 | 0 | -0.13899 | 0.13899 | 0 | 0 |  |  | 0
| Total |  |  |  | 199.148 | 198.0086 | 1.1395 | 10.8339 | 16.578 | 0 | 0 | 16.578 | -4.7953
FY 2024-25
a) DPR Schemes
(i) Submitted to MERC
7 | Interconnection of 210 MW CHP to 500 MW CHP through Conveyors BC-02 & BC-03 having capacity of 500 TPH | MERC/CAPEX/20162017/00227 | 2016-05-24 | 24 | 0 | 0 | 0 | 0 | 0 |  |  | 0 | 0 | 0 | 0
7.1 | Interconnection of 210 MW CHP to 500 MW CHP through Conveyors BC-02 & BC-03 having capacity of 500 TPH | MERC/CAPEX/20162017/00227 | 2016-05-24 | 22.73 | 19.1067 | 19.1067 | 0 | 0 | 0 |  |  | 0 | 0 | 0 | 0
0 | IDC | MERC/CAPEX/20162017/00227 | 2016-05-24 | 1.27 | 0 | 0 | 0 | 0 | 0 |  |  | 0 | 0 | 0 | 0
8 | Stack management by procurement of Bulldozer & LOCO and CHP area schemes for performance & unloading improvement | MERC/CAPEX/20162017/01426 | 2017-02-02 | 9.9669 | 0 | 0 | 0 | 0 | 0 |  |  | 0 | 0 | 0 | 0
8.1 | Procurement of Locomotive 800 HP (2 No.’s) | MERC/CAPEX/20162017/01426 | 2017-02-02 | 4.9504 | 4.8261 | 4.8261 | 0 | 0 | 0 |  |  | 0 | 0 | 0 | 0
8.2 | Procurement of 2 No’s of Bulldozer Model D-155(2 No.’s) | MERC/CAPEX/20162017/01426 | 2017-02-02 | 2.562 | 3.4747 | 3.4747 | 0 | 0 | 0 |  |  | 0 | 0 | 0 | 0
8.3 | Modification below primary crusher chutes 15A/B & Conv.02 | MERC/CAPEX/20162017/01426 | 2017-02-02 | 0.42975 | 0.38033 | 0.38033 | 0 | 0 | 0 |  |  | 0 | 0 | 0 | 0
8.4 | New helical gear box for various conveyors | MERC/CAPEX/20162017/01426 | 2017-02-02 | 0.79339 | 0 | 0 | 0 | 0 | 0 |  |  | 0 | 0 | 0 | 0
8.5 | Procurement of Elecon Make Ring Granulator Type TK-09-38B | MERC/CAPEX/20162017/01426 | 2017-02-02 | 0.53719 | 0 | 0 | 0 | 0 | 0 |  |  | 0 | 0 | 0 | 0
8.6 | Procurement of Elecon Make Ring Granulator Type TK6 32B Ring Granulator | MERC/CAPEX/20162017/01426 | 2017-02-02 | 0.33884 | 0 | 0 | 0 | 0 | 0 |  |  | 0 | 0 | 0 | 0
0 | IDC | MERC/CAPEX/20162017/01426 | 2017-02-02 | 0.35537 | 0 | 0 | 0 | 0 | 0 |  |  | 0 | 0 | 0 | 0
9 | Construction of 1st raising of Ash bund from T.B.L. 258M to 264M at Bhusawal TPS | MERC/CAPEX/20172018/4267 | 2017-09-28 | 64.22 | 0 | 0 | 0 | 0 | 0 |  |  | 0 | 0 | 0 | 0
9.1 | Construction of 1st raising of Ash bund from T.B.L. 258M to 264M at Bhusawal TPS | MERC/CAPEX/20172018/4267 | 2017-09-28 | 64.22 | 64.4982 | 64.4982 | 0 | 0 | 0 |  |  | 0 | 0 | 0 | 0
10 | Augmentation of Ash Evacuation System & Procurement of BCW Pump Motors at Bhusawal & Khaperkheda TPS 500 MW Units | MERC/CAPEX/20172018/4782 | 2017-11-28 | 17.44 | 0 | 0 | 0 | 0 | 0 |  |  | 0 | 0 | 0 | 0
10.1 | Installation of standby Buffer Hopper parallel to existing pair of buffer hoppers | MERC/CAPEX/20172018/4782 | 2017-11-28 | 11.5 | 0 | 0 | 0 | 0 | 0 |  |  | 0 | 0 | 0 | 0
10.2 | Installation of additional vacuum pump for every two passes, near to intermediate hopper. | MERC/CAPEX/20172018/4782 | 2017-11-28 | 0.6 | 0 | 0 | 0 | 0 | 0 |  |  | 0 | 0 | 0 | 0
10.3 | Procurement of 02 Nos of M/s Torishima, Japan make, 350 KW, 6.6KV, Boiler Circulating Water (BCW) Pump Motors (without pump casing) with 02 lots of recommended Electrical & C&I spares for Bhusawal and Khaparkheda TPS 500MW. | MERC/CAPEX/20172018/4782 | 2017-11-28 | 4.24 | 4.6696 | 4.6696 | 0 | 0 | 0 |  |  | 0 | 0 | 0 | 0
10.4 | Procurement of complete ACVF drive module comprising of 2 Nos. of Supply and 3 Nos. of Inverter modules for GEHO pumps | MERC/CAPEX/20172018/4782 | 2017-11-28 | 0.95 | 0.92864 | 0.92864 | 0 | 0 | 0 |  |  | 0 | 0 | 0 | 0
10.5 | Supply, erection and commissioning of 24VDC, 100A Float & Float cum Boost Battery Charger with 325Ah Battery Bank for CWPH at BTPS 2x500 MW. | MERC/CAPEX/20172018/4782 | 2017-11-28 | 0.15 | 0.15788 | 0.15788 | 0 | 0 | 0 |  |  | 0 | 0 | 0 | 0
0 | IDC | MERC/CAPEX/20172018/4782 | 2017-11-28 | 0 | 0 | 0 | 0 | 0 | 0 |  |  | 0 | 0 | 0 | 0
11 | Various schemes for renovation of colony at Bhusawal TPS | MERC/CAPEX/20172018/0221 | 2018-02-12 | 19.3341 | 0 | 0 | 0 | 0 | 0 |  |  | 0 | 0 | 0 | 0
11.1 | Renovation of staff quarters & related work at BTPS Deepnagar | MERC/CAPEX/20172018/0221 | 2018-02-12 | 7.021 | 5.4584 | 5.4584 | 0 | 0 | 0 |  |  | 0 | 0 | 0 | 0
11.2 | Colony Internal Roads at BTPS, Deepnagar | MERC/CAPEX/20172018/0221 | 2018-02-12 | 3.85 | 3.2501 | 3.2514 | -0.001329 | 0 | 0 |  |  | 0 | -0.001329 | 0 | 0
11.3 | Water supply , sanitary & drainage works at BTPS, Deepnagar | MERC/CAPEX/20172018/0221 | 2018-02-12 | 7.3 | 5.8361 | 5.8109 | 0.025229 | 0 | 0 |  |  | 0 | 0.025229 | 0 | 0
11.4 | Plinth protection to existing buildings at BTPS, Deepnagar | MERC/CAPEX/20172018/0221 | 2018-02-12 | 1.1631 | 0.91823 | 0.91823 | -2.2e-08 | 0 | 0 |  |  | 0 | -2.2e-08 | 0 | 0
12 | Pipeline from River Water Pump House (RWPH) to aquaduct over Bhogawati River and Other allied power house road works under DPR scheme at BTPS, Bhusawal | MERC/CAPEX/2018-2019/0104 | 2019-04-04 | 13.1172 | 0 | 0 | 0 | 0 | 0 |  |  | 0 | 0 | 0 | 0
12.1 | Providing supplying laying, jointing, testing and commissioning of 1650 mm Ø ID 8 mm thick M.S. pipeline for raw water supply from RWPH to aquaduct over Bhogawati river at, BTPS, Bhusawal. | MERC/CAPEX/2018-2019/0104 | 2019-04-04 | 7.257 | 0 | 0 | 0 | 0 | 0 |  |  | 0 | 0 | 0 | 0
12.2 | Construction of WBM and Bituminous road along inlet & outlet canals and concreate road along periphery of Major store at BTPS, Bhusawal. | MERC/CAPEX/2018-2019/0104 | 2019-04-04 | 4.22 | 3.8305 | 3.8305 | -2.7e-08 | 0 | 0 |  |  | 0 | -2.7e-08 | 0 | 0
12.3 | Work of construction of self-supporting steel roofing system for a major store godown shed of span 25M at BTPS, Deepnagar. | MERC/CAPEX/2018-2019/0104 | 2019-04-04 | 1.6402 | 0.27 | 1.6376 | -1.3676 | 0 | 0 |  |  | 0 | -1.3676 | 0 | 0
0 | IDC | MERC/CAPEX/2018-2019/0104 | 2019-04-04 | 0 | 0.14918 | 0.14918 | 0 | 0 | 0 |  |  | 0 | 0 | 0 | 0
13 | Supply, erection, commissioning & site testing of 220 V, 2035 AH, Station Battery Sets (4 Nos.) and 24 V, 2250 AH, SG/TG & BOP Battery Sets (8 Nos.) for U# 4 & 5 along with accessories at 2 x 500 MW BTPS, Bhusawal | MERC/CAPEX/2017-2018/1226 | 2018-08-10 | 11.59 | 0 | 0 | 0 | 0 | 0 |  |  | 0 | 0 | 0 | 0
13.1 | Supply, erection, commissioning & site testing of 220V, 2035 AH Station Battery Sets (02 Nos.) and 24V, 2250AH, SG/TG & BOP Battery Set (04 Nos.) along with accessories for Unit No.5 at BTPS 2x500MW. | MERC/CAPEX/2017-2018/1226 | 2018-08-10 | 5.795 | 6.374 | 6.374 | 0 | 0 | 0 |  |  | 0 | 0 | 0 | 0
13.2 | Supply, erection, commissioning & site testing of 220V, 2035 AH Station Battery Sets (02 Nos.) and 24V, 2250AH, SG/TG & BOP Battery Set (04 Nos.) along with accessories for Unit No.4 at BTPS 2x500MW. | MERC/CAPEX/2017-2018/1226 | 2018-08-10 | 5.795 | 6.3227 | 6.3227 | 0 | 0 | 0 |  |  | 0 | 0 | 0 | 0
15 | Flue Gas Desulphurization (FGD) System for 500 MW Units (Total 8 Nos) of MSPGCL | MERC/CAPEX/2020-2021/WFH/SBR/45 | 2021-02-05 | 869.5 | 0 | 0 | 0 | 0 | 0 |  |  | 0 | 0 | 0 | 0
15.1 | Flue Gas Desulphurization (FGD) System for Bhusawal Unit 4-5 | MERC/CAPEX/2020-2021/WFH/SBR/45 | 2021-02-05 | 830.4 | 0 | 0 | 0 | 127.37 | 0 |  |  | 0 | 127.37 | 0 | 0
0 | IDC | MERC/CAPEX/2020-2021/WFH/SBR/45 | 2021-02-05 | 39.1 | 0 | 0 | 0 | 0 | 0 |  |  | 0 | 0 | 0 | 0
16 | Procurement of two BFP Cartridges & one rotor of Turbine driven BFP & at 500MW BTPS, Bhusawal | MERC/CAPEX/2020-2021/WFO/SBR/49 | 2021-03-08 | 10.52 | 0 | 0 | 0 | 0 | 0 |  |  | 0 | 0 | 0 | 0
16.1 | Procurement of two BFP Cartridges at 500MW BTPS, Bhusawal | MERC/CAPEX/2020-2021/WFO/SBR/49 | 2021-03-08 | 3.84 | 2.24 | 2.24 | 0 | 0 | 0 |  |  | 0 | 0 | 0 | 0
16.2 | Procurement of one rotor of Turbine driven BFP at 500MW BTPS, Bhusawal | MERC/CAPEX/2020-2021/WFO/SBR/49 | 2021-03-08 | 6.46 | 7.6136 | 7.6136 | 0 | 0 | 0 |  |  | 0 | 0 | 0 | 0
0 | IDC | MERC/CAPEX/2020-2021/WFO/SBR/49 | 2021-03-08 | 0.22 | 0 | 0 | 0 | 0 | 0 |  |  | 0 | 0 | 0 | 0
17 | CHP Improvement Schemes at 2X500MW, BTPS, Bhusawal | MERC/CAPEX/2020-2021/WFH/SBR/09 | 2021-06-10 | 21.22 | 0 | 0 | 0 | 0 | 0 |  |  | 0 | 0 | 0 | 0
17.1 | Revamping of Apron Feeder in CHP at 2X500MW, BTPS | MERC/CAPEX/2020-2021/WFH/SBR/09 | 2021-06-10 | 4.67 | 4.6492 | 4.6492 | 0 | 0 | 0 |  |  | 0 | 0 | 0 | 0
17.2 | Design, engineering, manufacturing, supply, Erection and commissioning of short conveyor from stack yard to belt feeder 112 in CHP 2x500MW BTPS. | MERC/CAPEX/2020-2021/WFH/SBR/09 | 2021-06-10 | 3.53 | 3.9648 | 3.9648 | 0 | 0 | 0 |  |  | 0 | 0 | 0 | 0
17.3 | Design, engineering, manufacturing, supply, Erection and commissioning of stone grappler at Wagon Tippler No.3 in CHP 2x500MW BTPS. | MERC/CAPEX/2020-2021/WFH/SBR/09 | 2021-06-10 | 0.84 | 0 | 0 | 0 | 0.84 | 0.84 |  |  | 0.84 | 0 | 0.84 | 0
17.4 | Procurement of suspended magnets in CHP 2x500MW BTPS. | MERC/CAPEX/2020-2021/WFH/SBR/09 | 2021-06-10 | 2.95 | 2.947 | 2.947 | 0 | 0 | 0 |  |  | 0 | 0 | 0 | 0
17.5 | Supply, Erection And Commissioning of Electro-Mechanical Drive to Apron Feeder at CHP 500MW | MERC/CAPEX/2020-2021/WFH/SBR/09 | 2021-06-10 | 7.57 | 0 | 0 | 0 | 7.57 | 0 |  |  | 0 | 7.57 | 0 | 0
0 | IDC | MERC/CAPEX/2020-2021/WFH/SBR/09 | 2021-06-10 | 1.66 | 0.067524 | 0.067524 | 0 | 0 | 0 |  |  | 0 | 0 | 0 | 0
HO DPR 6 | Supply, Installation, Commissioning and Operation & Maintenance Services of Continuous Ambient Air Quality Monitoring Stations (CAAQMS) at various TPS | MERC/CAPEX/20162017/00423 | 2016-08-03 | 3.9773 | 0 | 0 | 0 | 0 | 0 |  |  | 0 | 0 | 0 | 0
1 | Bhusawal: Unit 4-5 (3 Nos.) | MERC/CAPEX/20162017/00423 | 2016-08-03 | 3.9773 | 1.9468 | 1.9458 | 0.001 | 0 | 0 |  |  | 0 | 0.001 | 0 | 0
HO DPR 7 | Installation of Real Time Online Coal-Ash Analyzer at various TPS | MERC/CAPEX/20162017/00774 | 2016-09-30 | 4.0552 | 0 | 0 | 0 | 0 | 0 |  |  | 0 | 0 | 0 | 0
1 | Bhusawal: Unit 4-5 | MERC/CAPEX/20162017/00774 | 2016-09-30 | 4.0552 | 0 | 0 | 0 | 0 | 0 |  |  | 0 | 0 | 0 | 0
HO DPR 8 | Replacement of Fire Tenders at Various Power Stations of Mahagenco | MERC/CAPEX/20172018/4653 | 2017-11-13 | 3.95 | 0 | 0 | 0 | 0 | 0 |  |  | 0 | 0 | 0 | 0
1 | Advance Multipurpose Fire Tender for BTPS 4-5 | MERC/CAPEX/20172018/4653 | 2017-11-13 | 1.45 | 1.7765 | 1.7765 | 0 | 0 | 0 |  |  | 0 | 0 | 0 | 0
2 | Normal Multipurpose Fire Tender for BTPS 4-5 | MERC/CAPEX/20172018/4653 | 2017-11-13 | 2.5 | 2.1847 | 2.1847 | 0 | 0 | 0 |  |  | 0 | 0 | 0 | 0
0 | IDC | MERC/CAPEX/20172018/4653 | 2017-11-13 | 0 | 0 | 0 | 0 | 0 | 0 |  |  | 0 | 0 | 0 | 0
HO DPR 10 | Implementation of IB recommendations- Civil works at various TPS of Mahagenco | MERC/CAPEX/20172018/0177 | 2018-02-06 | 10.0654 | 0 | 0 | 0 | 0 | 0 |  |  | 0 | 0 | 0 | 0
1 | Bhusawal: Unit 4-5 | MERC/CAPEX/20172018/0177 | 2018-02-06 | 10.0654 | 9.1854 | 9.1837 | 0.0017614 | 0 | 0 |  |  | 0 | 0.0017614 | 0 | 0
18 | Procurement of assembly of baskets for Air Pre-heater of type 31.5 VIM 2000 (72° PA), Replacement of thermal insulation of Boiler, Ducts & Steam Pipelines and Coal Mill Gear Box in 2x500MW at BTPS, Bhusawal | MERC/CAPEX/2021-2022/ SBR/ 15 | 2021-09-22 | 14.96 | 0 | 0 | 0 | 0 | 0 |  |  | 0 | 0 | 0 | 0
18.1 | Procurement of assembly of baskets for Air Preheater of type 31.5 VIM 2000 (72° PA) for Unit-4&5 | MERC/CAPEX/2021-2022/ SBR/ 15 | 2021-09-22 | 5.53 | 8.411 | 8.411 | 0 | 0 | 0 |  |  | 0 | 0 | 0 | 0
18.2 | Replacement of thermal insulation of Boiler, Ducts & Steam Pipelines along with supply | MERC/CAPEX/2021-2022/ SBR/ 15 | 2021-09-22 | 3.52 | 0 | 0 | 0 | 3.52 | 2 |  |  | 2 | 1.52 | 2 | 0
18.3 | Supply of XRP-1043 coal mill gearbox spares in unit-4&5. | MERC/CAPEX/2021-2022/ SBR/ 15 | 2021-09-22 | 5.39 | 0 | 3.7044 | -3.7044 | 3.7044 | 0 |  |  | 0 | -2.6e-08 | 0 | 0
0 | IDC | MERC/CAPEX/2021-2022/ SBR/ 15 | 2021-09-22 | 0.52 | 0 | 0 | 0 | 0 | 0 |  |  | 0 | 0 | 0 | 0
19 | Up-gradation of Operating System of Max DNA DCS, GE Fanuc PLC system & Schneider PLC system & Procurement of Critical Insurance spares for PA and FD fans System at 2 x 500 MW Units BTPS Bhusawal | MERC/CAPEX/2023-2024/0178 | 2024-03-11 | 31.05 | 0 | 0 | 0 | 0 | 0 |  |  | 0 | 0 | 0 | 0
19.1 | Up-gradation of Existing MaxDNA System (HMI) at 500MW BTPS, Bhusawal | MERC/CAPEX/2023-2024/0178 | 2024-03-11 | 8.69 | 0 | 0 | 0 | 0 | 0 |  |  | 0 | 0 | 0 | 0
19.2 | Up-gradation of GE IP (GE-Fanuc) make PLC system (HMI) installed at AHP, CPU plant, FOPH, FWPH and Mill Reject system at 2x500MW BTPS, Bhusawal. | MERC/CAPEX/2023-2024/0178 | 2024-03-11 | 1.35 | 0 | 0 | 0 | 1.2948 | 1.3538 |  |  | 1.3538 | -0.059 | 1.35 | 0.003801
19.3 | Up-gradation of Schneider PLC System at 2x500MW, BTPS, Bhusawal | MERC/CAPEX/2023-2024/0178 | 2024-03-11 | 2.33 | 0 | 0 | 0 | 2.3093 | 2.3093 |  |  | 2.3093 | 0 | 2.3093 | 0
19.4 | Procurement of Rotor assembly with blade set for PA and FD fan at 2 X 500 MW BTPS Bhusawal | MERC/CAPEX/2023-2024/0178 | 2024-03-11 | 18.18 | 0 | 0 | 0 | 16.16 | 16.16 |  |  | 16.16 | 0 | 16.16 | 0
0 | IDC | MERC/CAPEX/2023-2024/0178 | 2024-03-11 | 0.5 | 0 | 0 | 0 | 0 | 0 |  |  | 0 | 0 | 0 | 0
HO DPR 13 | Construction of new Administrative Building for Mahagenco at Vidyut Bhawan, Katol Road, Nagpur | MERC/CAPEX/2021-2022/MSPGCL/063 | 2022-02-12 | 57 | 0 | 0 | 0 | 0 | 0 |  |  | 0 | 0 | 0 | 0
1 | Construction of new Administrative Building for Mahagenco at Vidyut Bhawan, Katol Road, Nagpur | MERC/CAPEX/2021-2022/MSPGCL/063 | 2022-02-12 | 54.24 | 0 | 0 | 0 | 0 | 0 |  |  | 0 | 0 | 0 | 0
0 | IDC | MERC/CAPEX/2021-2022/MSPGCL/063 | 2022-02-12 | 2.76 | 0 | 0 | 0 | 0 | 0 |  |  | 0 | 0 | 0 | 0
HO DPR 16 | Centralized Monitoring Solution | MERC/CAPEX/MSPGCL/2023-24/0576 | 2023-11-02 | 69.309 | 0 | 0 | 0 | 0 | 0 |  |  | 0 | 0 | 0 | 0
1 | Centralized Monitoring Solution | MERC/CAPEX/MSPGCL/2023-24/0576 | 2023-11-02 | 66.009 | 0 | 0 | 0 | 0 | 0 |  |  | 0 | 0 | 0 | 0
0 | IDC | MERC/CAPEX/MSPGCL/2023-24/0576 | 2023-11-02 | 3.3 | 0 | 0 | 0 | 0 | 0 |  |  | 0 | 0 | 0 | 0
20 | Improvement of Loadability and Availability of Coal Handling Plant at BTPS, Bhusawal | MERC/CAPEX/MSPGCL/2024-25/0309 | 2024-05-17 | 0 | 0 | 0 | 0 | 0 | 0 |  |  | 0 | 0 | 0 | 0
20.1 | Scheme-1:-Design Engineering, Supply, Erection, commissioning, Extension of travel Length & Capacity Enhancement of coal yard with additional drive system of stacker reclaimer conveyor No. 110 at in coal handling Plant BTPS. | MERC/CAPEX/MSPGCL/2024-25/0309 | 2024-05-17 | 14.27 | 0 | 0 | 0 | 0 | 0 |  |  | 0 | 0
20.2 | Scheme-2:-Design, Engineering, Rectification, Erection & Commissioning of Z point at Conveyor 108A & B at CHP-500MW. | MERC/CAPEX/MSPGCL/2024-25/0309 | 2024-05-17 | 8.18 | 0 | 0 | 0 | 0 | 0 |  |  | 0 | 0
20.3 | Scheme-3:-Design, Engineering and provision of material lifting arrangement for crusher floor, wobbler feeder & C-105 floor In CHP BTPS. | MERC/CAPEX/MSPGCL/2024-25/0309 | 2024-05-17 | 1.88 | 0 | 0 | 0 | 0 | 0 |  |  | 0 | 0
20.4 | Scheme-4:-Structural up-gradation and rehabilitation of reversible yard conveyor in coal handling plant. | MERC/CAPEX/MSPGCL/2024-25/0309 | 2024-05-17 | 4.21 | 0 | 0 | 0 | 0 | 0 |  |  | 0 | 0
20.5 | Scheme-5:-Design, Engineering, Erection and commissioning of Receiving and discharge chutes of wobbler feeders in CHP BTPS. | MERC/CAPEX/MSPGCL/2024-25/0309 | 2024-05-17 | 6.25 | 0 | 0 | 0 | 0 | 0 |  |  | 0 | 0
20.6 | Scheme-6: Procurement of 3 Nos. of Bulldozers at BTPS, Bhusawal. | MERC/CAPEX/MSPGCL/2024-25/0309 | 2024-05-17 | 7.35 | 0 | 0 | 0 | 0 | 0 |  |  | 0 | 0
0 | IDC | 0 | - | 0 | 0 | 0 | 0 | 0 | 0 |  |  | 0 | 0
21 | Performance Improvement of Coal Handling Plant at BTPS-U4 & 5, Bhusawal | MERC/CAPEX/MSPGCL/2024-25/0310 | - | 0 | 0 | 0 | 0 | 0 | 0 |  |  | 0 | 0
21.1 | Scheme-1: Revamping, Modification of Gravity take-up and Drive Augmentation of Bunkering conveyor in CHP BTPS | MERC/CAPEX/MSPGCL/2024-25/0310 | 2024-05-17 | 11.35 | 0 | 0 | 0 | 0 | 0 |  |  | 0 | 0
21.2 | Scheme-2: Revamping of coal diverting chutes in CHP 2x500 MW BTPS | MERC/CAPEX/MSPGCL/2024-25/0310 | 2024-05-17 | 5.73 | 0 | 0 | 0 | 0 | 0 |  |  | 0 | 0
21.3 | Scheme-3: Revamping and structural augmentation of Reversible feeder conveyors in CHP-BTPS. | MERC/CAPEX/MSPGCL/2024-25/0310 | 2024-05-17 | 1.77 | 0 | 0 | 0 | 1.75 | 1.75 |  |  | 1.75 | 0
21.4 | Scheme-4: Revamping and up-gradation of air & ventilation system in Coal Handling Plant-BTPS. | MERC/CAPEX/MSPGCL/2024-25/0310 | 2024-05-17 | 9.01 | 0 | 0 | 0 | 0 | 0 |  |  | 0 | 0
21.5 | Scheme-5: Revamping, Structural & drive up-gradation of conveyor-111 in CHP-BTPS. | MERC/CAPEX/MSPGCL/2024-25/0310 | 2024-05-17 | 3.85 | 0 | 0 | 0 | 0 | 0 |  |  | 0 | 0
21.6 | Scheme-6: Revamping and structural up-gradation of conveyor system in tunnel area in Coal Handling Plant-BTPS. | MERC/CAPEX/MSPGCL/2024-25/0310 | 2024-05-17 | 8.62 | 0 | 0 | 0 | 0 | 0 |  |  | 0 | 0
21.7 | Scheme-7: Erection & Commissioning of Travelling type coal chutes in CHP BTPS. | MERC/CAPEX/MSPGCL/2024-25/0310 | 2024-05-17 | 8.06 | 0 | 0 | 0 | 0 | 0 |  |  | 0 | 0
21.8 | Scheme-8: Revamping of scoop cooling system installed in coal handling plant BTPS. | MERC/CAPEX/MSPGCL/2024-25/0310 | 2024-05-17 | 4.98 | 0 | 0 | 0 | 0 | 0 |  |  | 0 | 0
21.9 | Scheme-9: Retrofitting and Up-gradation of Dewatering system in CHP-BTPS. | MERC/CAPEX/MSPGCL/2024-25/0310 | 2024-05-17 | 3.92 | 0 | 0 | 0 | 0 | 0 |  |  | 0 | 0
0 | IDC | 0 | - | 0 | 0 | 0 | 0 | 0 | 0 |  |  | 0 | 0
0 | Asset Transfer from Projects | 0 | - | 0 | 0 | 0 | 0 | 0 | 0 |  |  | 0 | 0
0 | SP Busduct Unit 4&5 | 0 | - | 0 | 0.30072 | 0.30072 | 0 | 0 | 0 |  |  | 0 | 0
0 | ESP,ID,FD,PA Fans &Other Boiler Auxiliaries | 0 | - | 0 | 1.0283 | 1.0283 | 0 | 0 | 0 |  |  | 0 | 0
0 | (ii) DPR Yet to be Submitted to MERC | 0 | - | 0 | 0 | 0 | 0 | 0 | 0 |  |  | 0 | 0
0 | FY 2025-26 | 0 | - | 0 | 0 | 0 | 0 | 0 | 0 |  |  | 0 | 0
1 | Up gradation of coal mill reject system, Procurement of Air heater baskets & spare Air heater gearbox at 2X500MW, Bhusawal TPS | 0 | - | 0 | 0 | 0 | 0 | 0 | 0 |  |  | 0 | 0
1.1 | Work of Capacity enhancement, Engineering, modification, upgradation including spares and consumables and complete commissioning including operation and comprehensive maintenance for 12 months for coal mill reject handling system in Unit-4&5, 2X500MW, BTPS, Bhusawal | 0 | - | 0 | 0 | 0 | 0 | 0 | 0 |  |  | 0 | 0
1.2 | Procurement of assembly of baskets & seals for Air Preheater of type 31.5 VIM 2000 (72° PA), in Unit-5 2x500MW, BTPS Bhusawal | 0 | - | 0 | 0 | 0 | 0 | 0 | 0 |  |  | 0 | 0
1.3 | Procurement of APH Gearbox to improve availability and performance of Air preheaters at 2 x 500 MW Units, BTPS, Bhusawal. | 0 | - | 0 | 0 | 0 | 0 | 0 | 0 |  |  | 0 | 0
2 | Boiler Reliability & Availability improvement at 2x500MW, Bhusawal TPS. | 0 | - | 0 | 0 | 0 | 0 | 0 | 0 |  |  | 0 | 0
2.1 | Procurement & Replacement Of LTSH Coils for Unit - 4 & 5 (500MW) TPS, Bhusawal. | 0 | - | 0 | 0 | 0 | 0 | 0 | 0 |  |  | 0 | 0
2.2 | Procurement & Replacement Of Economiser Coils For Unit - 4 & 5 (500MW) TPS, Bhusawal | 0 | - | 0 | 0 | 0 | 0 | 0 | 0 |  |  | 0 | 0
2.3 | Procurement of assembly of APH Baskets Unit-4 | 0 | - | 0 | 0 | 0 | 0 | 0 | 0 |  |  | 0 | 0
2.4 | Procurement of APH Gearbox Unit-4&5 | 0 | - | 0 | 0 | 0 | 0 | 0 | 0 |  |  | 0 | 0
3 | Various Turbine side reliability improvement schemes at 2x500MW, BTPS | 0 | - | 0 | 0 | 0 | 0 | 0 | 0 |  |  | 0 | 0
3.1 | Reliability improvement of Atlas copco make (mode -ZR -500) | 0 | - | 0 | 0 | 0 | 0 | 0 | 0 |  |  | 0 | 0
3.2 | Reliability improvement of HPCV Valve with procurment cone assy | 0 | - | 0 | 0 | 0 | 0 | 0 | 0 |  |  | 0 | 0
3.3 | Reliability improvement of Alfa Laval make Portable COP | 0 | - | 0 | 0 | 0 | 0 | 0 | 0 |  |  | 0 | 0
3.4 | Reliability improvement of Seal Oil System with procurement of various U Seal rings | 0 | - | 0 | 0 | 0 | 0 | 0 | 0 |  |  | 0 | 0
3.5 | Reliability improvement of Unit-4 & 5 NDCT with replacement of PVC fills and allied work | 0 | - | 0 | 0 | 0 | 0 | 0 | 0 |  |  | 0 | 0
3.6 | Upgradation of Chiller plant, GEHO pump house & OLTC PLC system. | 0 | - | 0 | 0 | 0 | 0 | 0 | 0 |  |  | 0 | 0
4 | IB recommended scheme related (Civil and Electrical) | 0 | - | 0 | 0 | 0 | 0 | 0 | 0 |  |  | 0 | 0
4.1 | Work of fabricating and erecting structural steel watch tower (10 Nos.) in major store, plant area, ash pipe line and ash bund area at BTPS, Deepnagar. | 0 | - | 0 | 0 | 0 | 0 | 0 | 0 |  |  | 0 | 0
4.2 | Work of construction of ladies frisking room for security section and visitors room near factory gate and providing at 2x500MW, BTPS, Deepnagar. | 0 | - | 0 | 0 | 0 | 0 | 0 | 0 |  |  | 0 | 0
4.3 | Work of dismantling and construction old weathered UCR compound wall on bhogawati riverside in 2x500 MW at BTPS. | 0 | - | 0 | 0 | 0 | 0 | 0 | 0 |  |  | 0 | 0
4.4 | Construcion of RCC comppund wall from remote silo to pimpri sekam railway siding cabin at BTPS | 0 | - | 0 | 0 | 0 | 0 | 0 | 0 |  |  | 0 | 0
4.5 | Installation of Highmast towers | 0 | - | 0 | 0 | 0 | 0 | 0 | 0 |  |  | 0 | 0
0 | FY 2026-27 | 0 | - | 0 | 0 | 0 | 0 | 0 | 0 |  |  | 0 | 0
1 | Coal Mill Performance Improvement and Life Enhancement of BHEL Make XRP-1043 Coal Mills in 2x500 MW BTPS. | 0 | - | 0 | 0 | 0 | 0 | 0 | 0 |  |  | 0 | 0
1.1 | Coal Mill Performance Improvement and Life Enhancement of BHEL Make XRP-1043 Coal Mills in 2x500 MW BTPS. | 0 | - | 0 | 0 | 0 | 0 | 0 | 0 |  |  | 0 | 0
2 | Upgradation of Coal feeder weighing system and revamping of Boiler side pneumatic dampers system of Hot air, cold air, FD,PA and burner tilt at Bhusawal TPS 2x500W | 0 | - | 0 | 0 | 0 | 0 | 0 | 0 |  |  | 0 | 0
2.1 | Upgradation of Coal feeder weighing system at Bhusawal TPS 2x500W | 0 | - | 0 | 0 | 0 | 0 | 0 | 0 |  |  | 0 | 0
2.2 | Up-gradation of carbon monoxide analyzer in flue gas installed | 0 | - | 0 | 0 | 0 | 0 | 0 | 0 |  |  | 0 | 0
2.3 | Up- Gradation of condition monitoring & analysis system for TSI of Main Turbine , TDBFP & BOP System 2x500 MW BTPS. | 0 | - | 0 | 0 | 0 | 0 | 0 | 0 |  |  | 0 | 0
2.5 | Revamping of Boiler side pneumatic dampers system of Hot air, cold air, FD,PA and burner tilt at BTPS 2X500MW | 0 | - | 0 | 0 | 0 | 0 | 0 | 0 |  |  | 0 | 0
2.6 | Procurement of various high pressure valves at 2x500 MW. | 0 | - | 0 | 0 | 0 | 0 | 0 | 0 |  |  | 0 | 0
3 | Schemes for Turbine side auxiliaries systems Performance & efficiency improvement schemes at 2X500MW, Bhusawal TPS | 0 | - | 0 | 0 | 0 | 0 | 0 | 0 |  |  | 0 | 0
3.1 | Procurement of BFP Booster Pump (FA-1B-75) complete assembly (04 Nos) at 500MW BTPS, Bhusawal. | 0 | - | 0 | 0 | 0 | 0 | 0 | 0 |  |  | 0 | 0
3.2 | Procurement of Vacuum Pump complete assembly with recirculation Pump (01 No) and Impeller assembly (2 Nos) at 500MW BTPS, Bhusawal. | 0 | - | 0 | 0 | 0 | 0 | 0 | 0 |  |  | 0 | 0
3.3 | Revamping, modification of outdoor ducting of Air ventilation system at 2x500MW BTPS, Bhusawal. | 0 | - | 0 | 0 | 0 | 0 | 0 | 0 |  |  | 0 | 0
3.4 | Performance improvement of compressors | 0 | - | 0 | 0 | 0 | 0 | 0 | 0 |  |  | 0 | 0
3.5 | Centralized Water Management System at BTPS, Deepnagar, Bhusawal | 0 | - | 0 | 0 | 0 | 0 | 0 | 0 |  |  | 0 | 0
3.6 | Revamping and upgradation of Forbes Marshal make Steam & Water Analysis System Installed at 2x500MW BTPS. | 0 | - | 0 | 0 | 0 | 0 | 0 | 0 |  |  | 0 | 0
4 | Implementation of flexible operation solutions for technical minimum operation of 2x500MW, BTPS. | 0 | - | 0 | 0 | 0 | 0 | 0 | 0 |  |  | 0 | 0
4.1 | Implementation of flexible operation solutions for technical minimum operation of 2x500MW, BTPS. | 0 | - | 0 | 0 | 0 | 0 | 0 | 0 |  |  | 0 | 0
0 | FY 2027-28 | 0 | - | 0 | 0 | 0 | 0 | 0 | 0 |  |  | 0 | 0
1 | Supply,Installation and commissioning of Boiler performance and reliability improvement schemes at BTPS 2x500MW. | 0 | - | 0 | 0 | 0 | 0 | 0 | 0 |  |  | 0 | 0
1.1 | Procurement of M/s Torishima, Japan make, 350 KW, 6.6KV, Boiler Circulating Water (BCW) Pump Motors at BTPS 2x500MW. | 0 | - | 0 | 0 | 0 | 0 | 0 | 0 |  |  | 0 | 0
1.2 | Installation commissioning of Online DC Earth fault monitoring system at 220V DCDB at 500MW U-4&5. | 0 | - | 0 | 0 | 0 | 0 | 0 | 0 |  |  | 0 | 0
1.3 | Design, supply, erection, comms. Of ID VFD & AHP transformers for 2x500MW BTPS. | 0 | - | 0 | 0 | 0 | 0 | 0 | 0 |  |  | 0 | 0
1.4 | Design,supply,installation and commissioning of Energy efficient System for illumination at BTPS 2x500MW. | 0 | - | 0 | 0 | 0 | 0 | 0 | 0 |  |  | 0 | 0
1.5 | Procurement of Main Gear unit assembly of electrical Actuators in 2x500MW BTPS | 0 | - | 0 | 0 | 0 | 0 | 0 | 0 |  |  | 0 | 0
1.6 | Supply, erection, commissioning & site testing of 360V, 750 AH Station UPS Battery Sets along with accessories for Unit No.5 at BTPS 2x500MW. | 0 | - | 0 | 0 | 0 | 0 | 0 | 0 |  |  | 0 | 0
1.7 | Upgradation of EWLI system at Bhusawal TPS 2x500W | 0 | - | 0 | 0 | 0 | 0 | 0 | 0 |  |  | 0 | 0
2 | Performance improvement of Bottom ash evacualtion system to reduce auxillary power consumption, water consumption & environmental pollution at 2X500MW, Bhusawal TPS | 0 | - | 0 | 0 | 0 | 0 | 0 | 0 |  |  | 0 | 0
2.1 | Modification of latest design AR 200/550 Ash slurry pump assembly including auxillaries at AHP, 2x500MW, BTPS. | 0 | - | 0 | 0 | 0 | 0 | 0 | 0 |  |  | 0 | 0
2.2 | Modification of single roll reversible clinker grinder system at AHP, 2x500MW, BTPS | 0 | - | 0 | 0 | 0 | 0 | 0 | 0 |  |  | 0 | 0
2.3 | Modification of bottom ash & coarse ash slurry pipe line disposal system at AHP 2X500 MW BTPS | 0 | - | 0 | 0 | 0 | 0 | 0 | 0 |  |  | 0 | 0
3 | Boiler Reliability & Availability improvement at 2x500MW, Bhusawal TPS. | 0 | - | 0 | 0 | 0 | 0 | 0 | 0 |  |  | 0 | 0
3.1 | Procurement of Boiler Coils (CRH &HRH) at 2x500MW BTPS. | 0 | - | 0 | 0 | 0 | 0 | 0 | 0 |  |  | 0 | 0
3.2 | Procurement of ID fan impeller with shaft at 2x500 MW BTPS. | 0 | - | 0 | 0 | 0 | 0 | 0 | 0 |  |  | 0 | 0
3.3 | Procurement SH,RH,MS outlet valves with actuator and motor at 2x500 MW BTPS. | 0 | - | 0 | 0 | 0 | 0 | 0 | 0 |  |  | 0 | 0
4 | CHP Infrastructure Development Schemes | 0 | - | 0 | 0 | 0 | 0 | 0 | 0 |  |  | 0 | 0
4.1 | Supply, installation and commissioning PLC system on a single platform to match with external aspect & process improvement at CHP 2x500MW BTPS. | 0 | - | 0 | 0 | 0 | 0 | 0 | 0 |  |  | 0 | 0
4.2 | Supply, installation, retrofitting and commissioning of HT breaker at HT Switchgear in CHP 2x500MW BTPS | 0 | - | 0 | 0 | 0 | 0 | 0 | 0 |  |  | 0 | 0
4.3 | Supply, installation, retrofitting and commissioning of LT breaker at LT Switchgear in CHP 2x500MW BTPS. | 0 | - | 0 | 0 | 0 | 0 | 0 | 0 |  |  | 0 | 0
4.4 | Supply, Installation & Commissioning of Magnetic Separators at CHP 2x 500MW BTPS Deepnagar | 0 | - | 0 | 0 | 0 | 0 | 0 | 0 |  |  | 0 | 0
4.5 | Supply, Installation & Commissioning Flameproof lighting at CHP 2x 500MW BTPS Deepnagar | 0 | - | 0 | 0 | 0 | 0 | 0 | 0 |  |  | 0 | 0
4.6 | Supply, Installation & upgradation of HT /LT relay at CHP BTPS. | 0 | - | 0 | 0 | 0 | 0 | 0 | 0 |  |  | 0 | 0
5 | Detail Project report of improvement of Unloading in Coal handling Plant BTPS. | 0 | - | 0 | 0 | 0 | 0 | 0 | 0 |  |  | 0 | 0
5.1 | Procurement of 04 no of locomotives for Coal handling Plant BTPS. | 0 | - | 0 | 0 | 0 | 0 | 0 | 0 |  |  | 0 | 0
5.2 | Design Supply Erection and Comission of Hour glass shape Coal diverting chutes with extra life wear resistant plates in CHP, BTPS. | 0 | - | 0 | 0 | 0 | 0 | 0 | 0 |  |  | 0 | 0
5.3 | Design Supply Erection and Comission of Inverted Y Shape Coal diverting chutes with extra life wear resistant plates in CHP, BTPS. | 0 | - | 0 | 0 | 0 | 0 | 0 | 0 |  |  | 0 | 0
5.4 | Design Supply Erection and Comission of coal diverting chutes with extra life wear resistant plates in CHP BTPS. | 0 | - | 0 | 0 | 0 | 0 | 0 | 0 |  |  | 0 | 0
5.5 | Work of Revamping and structural up-gradation of conveyor 104A&B in Coal Handling Plant-BTPS. | 0 | - | 0 | 0 | 0 | 0 | 0 | 0 |  |  | 0 | 0
6 | Supply and Installation of reliability improvement schemes for HT/LT switchgears and auxilliaries at BTPS 2x500MW. | 0 | - | 0 | 0 | 0 | 0 | 0 | 0 |  |  | 0 | 0
6.1 | Procurement of HT Motors of various ratings at 2x500MW. | 0 | - | 0 | 0 | 0 | 0 | 0 | 0 |  |  | 0 | 0
6.2 | Procurement of Dry type transformers of varoius ratings at 2x500MW. | 0 | - | 0 | 0 | 0 | 0 | 0 | 0 |  |  | 0 | 0
6.3 | Procurement of Inverter and converter trolleys of GEHO Pump at 2x500MW. | 0 | - | 0 | 0 | 0 | 0 | 0 | 0 |  |  | 0 | 0
6.4 | Procurement of Vacuum Contactors of various ratings for HT Switchgears at BTPS 2x500MW. | 0 | - | 0 | 0 | 0 | 0 | 0 | 0 |  |  | 0 | 0
6.5 | Supply, erection, commissioning & site testing of 360V, 750 AH Station UPS Battery Sets along with accessories for Unit No.4 at BTPS 2x500MW’. | 0 | - | 0 | 0 | 0 | 0 | 0 | 0 |  |  | 0 | 0
6.6 | Updragation of Sox-Nox analyzer,PM analyzer, ETP analyzer at BTPS 2X500MW. | 0 | - | 0 | 0 | 0 | 0 | 0 | 0 |  |  | 0 | 0
6.7 | Upgradation of O2 analyzer at BTPS 2X500MW | 0 | - | 0 | 0 | 0 | 0 | 0 | 0 |  |  | 0 | 0
6.8 | Revamping & Upgradation Of Vibration Monitoring Rack From VM7 TO VM7B at BTPS 2X500MW | 0 | - | 0 | 0 | 0 | 0 | 0 | 0 |  |  | 0 | 0
6.9 | Procurement & Installation of High Mast towers in various location in BTPS | 0 | - | 0 | 0 | 0 | 0 | 0 | 0 |  |  | 0 | 0
6.1 | Renovation and Modification of Colony Electric Supply System to improve availability and reliability of supply system at BTPS Colony, Deepnagar | 0 | - | 0 | 0 | 0 | 0 | 0 | 0 |  |  | 0 | 0
6.11 | Work of Overhauling repairs of U-5 350KW BCWP motor of M/s Torishima make at BTPS 2x500MW. | 0 | - | 0 | 0 | 0 | 0 | 0 | 0 |  |  | 0 | 0
0 | FY 2028-29 | 0 | - | 0 | 0 | 0 | 0 | 0 | 0 |  |  | 0 | 0
1 | APH baskets with main drive Gear box and lub oil skids with motor at 2x500MW BTPS | 0 | - | 0 | 0 | 0 | 0 | 0 | 0 |  |  | 0 | 0
1.1 | APH baskets with main drive Gear box and lub oil skids with motor at 2x500MW BTPS | 0 | - | 0 | 0 | 0 | 0 | 0 | 0 |  |  | 0 | 0
2 | Detail Project Report for Design, Engineering, Supply, Installation and commissioning of 1500TPH Stacker cum re-claimer in Coal Handling Plant-BTPS. | 0 | - | 0 | 0 | 0 | 0 | 0 | 0 |  |  | 0 | 0
2.1 | Design, Engineering, Supply, Installation and commissioning of 1500TPH Stacker cum re-claimer in Coal Handling Plant-BTPS. | 0 | - | 0 | 0 | 0 | 0 | 0 | 0 |  |  | 0 | 0
3 | Enhancement of Unloading & Stacking Capacity of CHP. | 0 | - | 0 | 0 | 0 | 0 | 0 | 0 |  |  | 0 | 0
3.1 | Design Supply errection & Comissioning of Open Wagon Tippler along with stacking and reclaiming yard conveyors at CHP stack yard. | 0 | - | 0 | 0 | 0 | 0 | 0 | 0 |  |  | 0 | 0
0 | FY 2029-30 | 0 | - | 0 | 0 | 0 | 0 | 0 | 0 |  |  | 0 | 0
1 | Coal Mill Performance Improvement and Life Enhancement of BHEL Make XRP-1043 Coal Mills in 2x500 MW BTPS. | 0 | - | 0 | 0 | 0 | 0 | 0 | 0 |  |  | 0 | 0
1.1 | Coal Mill Performance Improvement and Life Enhancement of BHEL Make XRP-1043 Coal Mills in 2x500 MW BTPS. | 0 | - | 0 | 0 | 0 | 0 | 0 | 0 |  |  | 0 | 0
2 | Upgradation rail track in CHP -BTPS | 0 | - | 0 | 0 | 0 | 0 | 0 | 0 |  |  | 0 | 0
2.1 | Revamping and Upgradation of rail track from 52KG to 60KG in CHP-BTPS. | 0 | - | 0 | 0 | 0 | 0 | 0 | 0 |  |  | 0 | 0
0 | 0 | 0 | - | 0 | 0 | 0 | 0 | 0 | 0 |  |  | 0 | 0
0 | B) Non-DPR Schemes | 0 | - | 0 | 0 | 0 | 0 | 0 | 0 |  |  | 0 | 0
1 | Contract for modification of Wobbler feeder in CHP-2X500MW | 0 | - | 0 | 1.4733 | 1.4733 | 0 | 0 | 0 |  |  | 0 | 0
2 | Contract for Revamping of Apron Feeder in CHP-2X500MW | 0 | - | 0 | 2.3246 | 2.3246 | 0 | 0 | 0 |  |  | 0 | 0
3 | Procurement of double lip skirt sealing & tracking idler in CHP at 2x500MW, BTPS | 0 | - | 0 | 0.57025 | 0.57025 | 0 | 0 | 0 |  |  | 0 | 0
4 | Supply, erection & commissioning of vibrating feeder in CHP at 2x500MW, BTPS | 0 | - | 0 | 0.57796 | 0.57796 | 0 | 0 | 0 |  |  | 0 | 0
5 | Coal chutes with extra life wear resistance plates in CHP at 2X500MW | 0 | - | 0 | 2.0319 | 2.0319 | 0 | 0 | 0 |  |  | 0 | 0
6 | Epoxy Painting upto all height to structural steel work in main plant boiler side area and CHP area | 0 | - | 0 | 5.8625 | 5.8625 | 0 | 0 | 0 |  |  | 0 | 0
7 | Rectification of Belt feeder & Gravity Take-up in CHP-2X500MW. | 0 | - | 0 | 1.6479 | 1.6479 | 0 | 0 | 0 |  |  | 0 | 0
8 | Coal diverting chutes in CHP at 2X500MW. | 0 | - | 0 | 2.2184 | 2.2184 | 0 | 0 | 0 |  |  | 0 | 0
9 | Supply of Conveyor Pulleys with Ceramic lagging at CHP-2X500MW, BTPS, Bhusawal | 0 | - | 0 | 0.58051 | 0.58051 | 0 | 0 | 0 |  |  | 0 | 0
10 | Non-DPR Project Report for Design, Supply,Erection & Commissioning of High Performance Energy Chain System for Side Arm Charger at 2x500 at CHP | 0 | - | 0 | 1.5015 | 1.5015 | 0 | 0 | 0 |  |  | 0 | 0
11 | Implementation of Energy Conservation Demonstration Project in buildings of BTPS 2x500MW | 0 | - | 0 | 0 | 0 | 0 | 0 | 0 |  |  | 0 | 0
12 | Installation of Fire & Explosion Prevention system at Bhusawal 500MW Unit-4. | 0 | - | 0 | 2.4539 | 2.4539 | 0 | 0 | 0 |  |  | 0 | 0
13 | Fixtures & Fitting (10801) | 0 | - | 0 | 0.21334 | 0.21334 | 0 | 0 | 0 |  |  | 0 | 0
14 | Office equpment (10901) | 0 | - | 0 | 0.22996 | 0.22996 | 0 | 0 | 0 |  |  | 0 | 0
15 | 150 W & 40 W LED FIXTURES AT TG HOUSE BUILDING 2X500MW | 0 | - | 0 | 0.52807 | 0.27807 | 0.25 | 0 | 0 |  |  | 0 | 0.25
16 | JUMBO DEESERT AIR COOLERS FOR POWER TRANSFORERS | 0 | - | 0 | 0.10143 | 0.10143 | 0 | 0 | 0 |  |  | 0 | 0
17 | GEN ASSET (ALMIRAH,TABLE & CHAIR) (10801) | 0 | - | 0 | 0.23454 | 0.23454 | 0 | 0 | 0 |  |  | 0 | 0
18 | LAPTOP, 50 INCH TV,PRINTER,PROJECTOR,DESKTOP,UPS & ETS. (10901) | 0 | - | 0 | 0.55035 | 0.55035 | 0 | 0 | 0 |  |  | 0 | 0
19 | RESTAURANT EQUIP COMPOSTING MACHINE | 0 | - | 0 | 0.05049 | 0.05049 | 0 | 0 | 0 |  |  | 0
20 | OFFICE TABLE,STORGE RACK,FAN | 0 | - | 0 | 0.57869 | 0.57869 | 0 | 0 | 0 |  |  | 0
21 | CAMERAS | 0 | - | 0 | 0.038468 | 0.038468 | 0 | 0 | 0 |  |  | 0
22 | VELHALA ASH BUND RD WORK | 0 | - | 0 | 2.4645 | 2.4645 | 0 | 0 | 0 |  |  | 0
23 | CONCERETE ROAD FROM DIESEL PUMP TO 500MW FACTORY G | 0 | - | 0 | 0.98449 | 0.98449 | 0 | 0 | 0 |  |  | 0
24 | Admin Building | 0 | - | 0 | 0.05175 | 0 | 0.05175 | 0 | 0 |  |  | 0
25 | Furniture & Fixture | 0 | - | 0 | 0.13712 | 0.13712 | 0 | 0 | 0 |  |  | 0
26 | Office Equipment | 0 | - | 0 | 0.14424 | 0.14424 | 0 | 0 | 0 |  |  | 0
27 | Furniture & Fixture | 0 | - | 0 | 0.073968 | 0.073968 | 0 | 0 | 0 |  |  | 0
28 | Office Equipment | 0 | - | 0 | 0.15891 | 0.15891 | 0 | 0 | 0 |  |  | 0
29 | Work of repairs of 350 KW BCWP-4B & BCWP-5B motor of M/s. Torishima make at BTPS 2x500 MW | 0 | - | 0 | 4.8465 | 4.8465 | 0 | 0 | 0 |  |  | 0
30 | ABC Powder Type and Foam Type Composite Fire Extinguisher | 0 | - | 0 | 0.58548 | 0.58548 | 0 | 0 | 0 |  |  | 0
31 | Withdrawal of capex from Project (LD - Passenger Lifts) | 0 | - | 0 | 0 | -0.13899 | 0.13899 | 0 | 0 |  |  | 0
| Total |  |  |  | 209.982 | 214.5865 | -4.6046 | 164.5185 | 24.4131 | 0 | 0 | 24.4131 | 135.31
FY 2025-26
a) DPR Schemes
(i) Submitted to MERC
7 | Interconnection of 210 MW CHP to 500 MW CHP through Conveyors BC-02 & BC-03 having capacity of 500 TPH | MERC/CAPEX/20162017/00227 | 2016-05-24 | 24 | 0 | 0 | 0 | 0 | 0 |  |  | 0 | 0 | 0 | 0
7.1 | Interconnection of 210 MW CHP to 500 MW CHP through Conveyors BC-02 & BC-03 having capacity of 500 TPH | MERC/CAPEX/20162017/00227 | 2016-05-24 | 22.73 | 19.1067 | 19.1067 | 0 | 0 | 0 |  |  | 0 | 0 | 0 | 0
0 | IDC | MERC/CAPEX/20162017/00227 | 2016-05-24 | 1.27 | 0 | 0 | 0 | 0 | 0 |  |  | 0 | 0 | 0 | 0
8 | Stack management by procurement of Bulldozer & LOCO and CHP area schemes for performance & unloading improvement | MERC/CAPEX/20162017/01426 | 2017-02-02 | 9.9669 | 0 | 0 | 0 | 0 | 0 |  |  | 0 | 0 | 0 | 0
8.1 | Procurement of Locomotive 800 HP (2 No.’s) | MERC/CAPEX/20162017/01426 | 2017-02-02 | 4.9504 | 4.8261 | 4.8261 | 0 | 0 | 0 |  |  | 0 | 0 | 0 | 0
8.2 | Procurement of 2 No’s of Bulldozer Model D-155(2 No.’s) | MERC/CAPEX/20162017/01426 | 2017-02-02 | 2.562 | 3.4747 | 3.4747 | 0 | 0 | 0 |  |  | 0 | 0 | 0 | 0
8.3 | Modification below primary crusher chutes 15A/B & Conv.02 | MERC/CAPEX/20162017/01426 | 2017-02-02 | 0.42975 | 0.38033 | 0.38033 | 0 | 0 | 0 |  |  | 0 | 0 | 0 | 0
8.4 | New helical gear box for various conveyors | MERC/CAPEX/20162017/01426 | 2017-02-02 | 0.79339 | 0 | 0 | 0 | 0 | 0 |  |  | 0 | 0 | 0 | 0
8.5 | Procurement of Elecon Make Ring Granulator Type TK-09-38B | MERC/CAPEX/20162017/01426 | 2017-02-02 | 0.53719 | 0 | 0 | 0 | 0 | 0 |  |  | 0 | 0 | 0 | 0
8.6 | Procurement of Elecon Make Ring Granulator Type TK6 32B Ring Granulator | MERC/CAPEX/20162017/01426 | 2017-02-02 | 0.33884 | 0 | 0 | 0 | 0 | 0 |  |  | 0 | 0 | 0 | 0
0 | IDC | MERC/CAPEX/20162017/01426 | 2017-02-02 | 0.35537 | 0 | 0 | 0 | 0 | 0 |  |  | 0 | 0 | 0 | 0
9 | Construction of 1st raising of Ash bund from T.B.L. 258M to 264M at Bhusawal TPS | MERC/CAPEX/20172018/4267 | 2017-09-28 | 64.22 | 0 | 0 | 0 | 0 | 0 |  |  | 0 | 0 | 0 | 0
9.1 | Construction of 1st raising of Ash bund from T.B.L. 258M to 264M at Bhusawal TPS | MERC/CAPEX/20172018/4267 | 2017-09-28 | 64.22 | 64.4982 | 64.4982 | 0 | 0 | 0 |  |  | 0 | 0 | 0 | 0
10 | Augmentation of Ash Evacuation System & Procurement of BCW Pump Motors at Bhusawal & Khaperkheda TPS 500 MW Units | MERC/CAPEX/20172018/4782 | 2017-11-28 | 17.44 | 0 | 0 | 0 | 0 | 0 |  |  | 0 | 0 | 0 | 0
10.1 | Installation of standby Buffer Hopper parallel to existing pair of buffer hoppers | MERC/CAPEX/20172018/4782 | 2017-11-28 | 11.5 | 0 | 0 | 0 | 0 | 0 |  |  | 0 | 0 | 0 | 0
10.2 | Installation of additional vacuum pump for every two passes, near to intermediate hopper. | MERC/CAPEX/20172018/4782 | 2017-11-28 | 0.6 | 0 | 0 | 0 | 0 | 0 |  |  | 0 | 0 | 0 | 0
10.3 | Procurement of 02 Nos of M/s Torishima, Japan make, 350 KW, 6.6KV, Boiler Circulating Water (BCW) Pump Motors (without pump casing) with 02 lots of recommended Electrical & C&I spares for Bhusawal and Khaparkheda TPS 500MW. | MERC/CAPEX/20172018/4782 | 2017-11-28 | 4.24 | 4.6696 | 4.6696 | 0 | 0 | 0 |  |  | 0 | 0 | 0 | 0
10.4 | Procurement of complete ACVF drive module comprising of 2 Nos. of Supply and 3 Nos. of Inverter modules for GEHO pumps | MERC/CAPEX/20172018/4782 | 2017-11-28 | 0.95 | 0.92864 | 0.92864 | 0 | 0 | 0 |  |  | 0 | 0 | 0 | 0
10.5 | Supply, erection and commissioning of 24VDC, 100A Float & Float cum Boost Battery Charger with 325Ah Battery Bank for CWPH at BTPS 2x500 MW. | MERC/CAPEX/20172018/4782 | 2017-11-28 | 0.15 | 0.15788 | 0.15788 | 0 | 0 | 0 |  |  | 0 | 0 | 0 | 0
0 | IDC | MERC/CAPEX/20172018/4782 | 2017-11-28 | 0 | 0 | 0 | 0 | 0 | 0 |  |  | 0 | 0 | 0 | 0
11 | Various schemes for renovation of colony at Bhusawal TPS | MERC/CAPEX/20172018/0221 | 2018-02-12 | 19.3341 | 0 | 0 | 0 | 0 | 0 |  |  | 0 | 0 | 0 | 0
11.1 | Renovation of staff quarters & related work at BTPS Deepnagar | MERC/CAPEX/20172018/0221 | 2018-02-12 | 7.021 | 5.4584 | 5.4584 | 0 | 0 | 0 |  |  | 0 | 0 | 0 | 0
11.2 | Colony Internal Roads at BTPS, Deepnagar | MERC/CAPEX/20172018/0221 | 2018-02-12 | 3.85 | 3.2501 | 3.2514 | -0.001329 | 0 | 0 |  |  | 0 | -0.001329 | 0 | 0
11.3 | Water supply , sanitary & drainage works at BTPS, Deepnagar | MERC/CAPEX/20172018/0221 | 2018-02-12 | 7.3 | 5.8361 | 5.8109 | 0.025229 | 0 | 0 |  |  | 0 | 0.025229 | 0 | 0
11.4 | Plinth protection to existing buildings at BTPS, Deepnagar | MERC/CAPEX/20172018/0221 | 2018-02-12 | 1.1631 | 0.91823 | 0.91823 | -2.2e-08 | 0 | 0 |  |  | 0 | -2.2e-08 | 0 | 0
12 | Pipeline from River Water Pump House (RWPH) to aquaduct over Bhogawati River and Other allied power house road works under DPR scheme at BTPS, Bhusawal | MERC/CAPEX/2018-2019/0104 | 2019-04-04 | 13.1172 | 0 | 0 | 0 | 0 | 0 |  |  | 0 | 0 | 0 | 0
12.1 | Providing supplying laying, jointing, testing and commissioning of 1650 mm Ø ID 8 mm thick M.S. pipeline for raw water supply from RWPH to aquaduct over Bhogawati river at, BTPS, Bhusawal. | MERC/CAPEX/2018-2019/0104 | 2019-04-04 | 7.257 | 0 | 0 | 0 | 0 | 0 |  |  | 0 | 0 | 0 | 0
12.2 | Construction of WBM and Bituminous road along inlet & outlet canals and concreate road along periphery of Major store at BTPS, Bhusawal. | MERC/CAPEX/2018-2019/0104 | 2019-04-04 | 4.22 | 3.8305 | 3.8305 | -2.7e-08 | 0 | 0 |  |  | 0 | -2.7e-08 | 0 | 0
12.3 | Work of construction of self-supporting steel roofing system for a major store godown shed of span 25M at BTPS, Deepnagar. | MERC/CAPEX/2018-2019/0104 | 2019-04-04 | 1.6402 | 0.27 | 1.6376 | -1.3676 | 0 | 0 |  |  | 0 | -1.3676 | 0 | 0
0 | IDC | MERC/CAPEX/2018-2019/0104 | 2019-04-04 | 0 | 0.14918 | 0.14918 | 0 | 0 | 0 |  |  | 0 | 0 | 0 | 0
13 | Supply, erection, commissioning & site testing of 220 V, 2035 AH, Station Battery Sets (4 Nos.) and 24 V, 2250 AH, SG/TG & BOP Battery Sets (8 Nos.) for U# 4 & 5 along with accessories at 2 x 500 MW BTPS, Bhusawal | MERC/CAPEX/2017-2018/1226 | 2018-08-10 | 11.59 | 0 | 0 | 0 | 0 | 0 |  |  | 0 | 0 | 0 | 0
13.1 | Supply, erection, commissioning & site testing of 220V, 2035 AH Station Battery Sets (02 Nos.) and 24V, 2250AH, SG/TG & BOP Battery Set (04 Nos.) along with accessories for Unit No.5 at BTPS 2x500MW. | MERC/CAPEX/2017-2018/1226 | 2018-08-10 | 5.795 | 6.374 | 6.374 | 0 | 0 | 0 |  |  | 0 | 0 | 0 | 0
13.2 | Supply, erection, commissioning & site testing of 220V, 2035 AH Station Battery Sets (02 Nos.) and 24V, 2250AH, SG/TG & BOP Battery Set (04 Nos.) along with accessories for Unit No.4 at BTPS 2x500MW. | MERC/CAPEX/2017-2018/1226 | 2018-08-10 | 5.795 | 6.3227 | 6.3227 | 0 | 0 | 0 |  |  | 0 | 0 | 0 | 0
15 | Flue Gas Desulphurization (FGD) System for 500 MW Units (Total 8 Nos) of MSPGCL | MERC/CAPEX/2020-2021/WFH/SBR/45 | 2021-02-05 | 869.5 | 0 | 0 | 0 | 0 | 0 |  |  | 0 | 0 | 0 | 0
15.1 | Flue Gas Desulphurization (FGD) System for Bhusawal Unit 4-5 | MERC/CAPEX/2020-2021/WFH/SBR/45 | 2021-02-05 | 830.4 | 127.37 | 0 | 127.37 | 467.04 | 424.58 |  |  | 424.58 | 169.83 | 424.58 | 0
0 | IDC | MERC/CAPEX/2020-2021/WFH/SBR/45 | 2021-02-05 | 39.1 | 0 | 0 | 0 | 0 | 0 |  |  | 0 | 0 | 0 | 0
16 | Procurement of two BFP Cartridges & one rotor of Turbine driven BFP & at 500MW BTPS, Bhusawal | MERC/CAPEX/2020-2021/WFO/SBR/49 | 2021-03-08 | 10.52 | 0 | 0 | 0 | 0 | 0 |  |  | 0 | 0 | 0 | 0
16.1 | Procurement of two BFP Cartridges at 500MW BTPS, Bhusawal | MERC/CAPEX/2020-2021/WFO/SBR/49 | 2021-03-08 | 3.84 | 2.24 | 2.24 | 0 | 0 | 0 |  |  | 0 | 0 | 0 | 0
16.2 | Procurement of one rotor of Turbine driven BFP at 500MW BTPS, Bhusawal | MERC/CAPEX/2020-2021/WFO/SBR/49 | 2021-03-08 | 6.46 | 7.6136 | 7.6136 | 0 | 0 | 0 |  |  | 0 | 0 | 0 | 0
0 | IDC | MERC/CAPEX/2020-2021/WFO/SBR/49 | 2021-03-08 | 0.22 | 0 | 0 | 0 | 0 | 0 |  |  | 0 | 0 | 0 | 0
17 | CHP Improvement Schemes at 2X500MW, BTPS, Bhusawal | MERC/CAPEX/2020-2021/WFH/SBR/09 | 2021-06-10 | 21.22 | 0 | 0 | 0 | 0 | 0 |  |  | 0 | 0 | 0 | 0
17.1 | Revamping of Apron Feeder in CHP at 2X500MW, BTPS | MERC/CAPEX/2020-2021/WFH/SBR/09 | 2021-06-10 | 4.67 | 4.6492 | 4.6492 | 0 | 0 | 0 |  |  | 0 | 0 | 0 | 0
17.2 | Design, engineering, manufacturing, supply, Erection and commissioning of short conveyor from stack yard to belt feeder 112 in CHP 2x500MW BTPS. | MERC/CAPEX/2020-2021/WFH/SBR/09 | 2021-06-10 | 3.53 | 3.9648 | 3.9648 | 0 | 0 | 0 |  |  | 0 | 0 | 0 | 0
17.3 | Design, engineering, manufacturing, supply, Erection and commissioning of stone grappler at Wagon Tippler No.3 in CHP 2x500MW BTPS. | MERC/CAPEX/2020-2021/WFH/SBR/09 | 2021-06-10 | 0.84 | 0.84 | 0.84 | 0 | 0 | 0 |  |  | 0 | 0 | 0 | 0
17.4 | Procurement of suspended magnets in CHP 2x500MW BTPS. | MERC/CAPEX/2020-2021/WFH/SBR/09 | 2021-06-10 | 2.95 | 2.947 | 2.947 | 0 | 0 | 0 |  |  | 0 | 0 | 0 | 0
17.5 | Supply, Erection And Commissioning of Electro-Mechanical Drive to Apron Feeder at CHP 500MW | MERC/CAPEX/2020-2021/WFH/SBR/09 | 2021-06-10 | 7.57 | 7.57 | 0 | 7.57 | 0 | 0 |  |  | 0 | 7.57 | 0 | 0
0 | IDC | MERC/CAPEX/2020-2021/WFH/SBR/09 | 2021-06-10 | 1.66 | 0.067524 | 0.067524 | 0 | 0 | 0 |  |  | 0 | 0 | 0 | 0
HO DPR 6 | Supply, Installation, Commissioning and Operation & Maintenance Services of Continuous Ambient Air Quality Monitoring Stations (CAAQMS) at various TPS | MERC/CAPEX/20162017/00423 | 2016-08-03 | 3.9773 | 0 | 0 | 0 | 0 | 0 |  |  | 0 | 0 | 0 | 0
1 | Bhusawal: Unit 4-5 (3 Nos.) | MERC/CAPEX/20162017/00423 | 2016-08-03 | 3.9773 | 1.9468 | 1.9458 | 0.001 | 0 | 0 |  |  | 0 | 0.001 | 0 | 0
HO DPR 7 | Installation of Real Time Online Coal-Ash Analyzer at various TPS | MERC/CAPEX/20162017/00774 | 2016-09-30 | 4.0552 | 0 | 0 | 0 | 0 | 0 |  |  | 0 | 0 | 0 | 0
1 | Bhusawal: Unit 4-5 | MERC/CAPEX/20162017/00774 | 2016-09-30 | 4.0552 | 0 | 0 | 0 | 0 | 0 |  |  | 0 | 0 | 0 | 0
HO DPR 8 | Replacement of Fire Tenders at Various Power Stations of Mahagenco | MERC/CAPEX/20172018/4653 | 2017-11-13 | 3.95 | 0 | 0 | 0 | 0 | 0 |  |  | 0 | 0 | 0 | 0
1 | Advance Multipurpose Fire Tender for BTPS 4-5 | MERC/CAPEX/20172018/4653 | 2017-11-13 | 1.45 | 1.7765 | 1.7765 | 0 | 0 | 0 |  |  | 0 | 0 | 0 | 0
2 | Normal Multipurpose Fire Tender for BTPS 4-5 | MERC/CAPEX/20172018/4653 | 2017-11-13 | 2.5 | 2.1847 | 2.1847 | 0 | 0 | 0 |  |  | 0 | 0 | 0 | 0
0 | IDC | MERC/CAPEX/20172018/4653 | 2017-11-13 | 0 | 0 | 0 | 0 | 0 | 0 |  |  | 0 | 0 | 0 | 0
HO DPR 10 | Implementation of IB recommendations- Civil works at various TPS of Mahagenco | MERC/CAPEX/20172018/0177 | 2018-02-06 | 10.0654 | 0 | 0 | 0 | 0 | 0 |  |  | 0 | 0 | 0 | 0
1 | Bhusawal: Unit 4-5 | MERC/CAPEX/20172018/0177 | 2018-02-06 | 10.0654 | 9.1854 | 9.1837 | 0.0017614 | 0 | 0 |  |  | 0 | 0.0017614 | 0 | 0
18 | Procurement of assembly of baskets for Air Pre-heater of type 31.5 VIM 2000 (72° PA), Replacement of thermal insulation of Boiler, Ducts & Steam Pipelines and Coal Mill Gear Box in 2x500MW at BTPS, Bhusawal | MERC/CAPEX/2021-2022/ SBR/ 15 | 2021-09-22 | 14.96 | 0 | 0 | 0 | 0 | 0 |  |  | 0 | 0 | 0 | 0
18.1 | Procurement of assembly of baskets for Air Preheater of type 31.5 VIM 2000 (72° PA) for Unit-4&5 | MERC/CAPEX/2021-2022/ SBR/ 15 | 2021-09-22 | 5.53 | 8.411 | 8.411 | 0 | 0 | 0 |  |  | 0 | 0 | 0 | 0
18.2 | Replacement of thermal insulation of Boiler, Ducts & Steam Pipelines along with supply | MERC/CAPEX/2021-2022/ SBR/ 15 | 2021-09-22 | 3.52 | 3.52 | 2 | 1.52 | 0 | 0 |  |  | 0 | 1.52 | 0 | 0
18.3 | Supply of XRP-1043 coal mill gearbox spares in unit-4&5. | MERC/CAPEX/2021-2022/ SBR/ 15 | 2021-09-22 | 5.39 | 3.7044 | 3.7044 | -2.6e-08 | 0 | 0 |  |  | 0 | -2.6e-08 | 0 | 0
0 | IDC | MERC/CAPEX/2021-2022/ SBR/ 15 | 2021-09-22 | 0.52 | 0 | 0 | 0 | 0 | 0 |  |  | 0 | 0 | 0 | 0
19 | Up-gradation of Operating System of Max DNA DCS, GE Fanuc PLC system & Schneider PLC system & Procurement of Critical Insurance spares for PA and FD fans System at 2 x 500 MW Units BTPS Bhusawal | MERC/CAPEX/2023-2024/0178 | 2024-03-11 | 31.05 | 0 | 0 | 0 | 0 | 0 |  |  | 0 | 0 | 0 | 0
19.1 | Up-gradation of Existing MaxDNA System (HMI) at 500MW BTPS, Bhusawal | MERC/CAPEX/2023-2024/0178 | 2024-03-11 | 8.69 | 0 | 0 | 0 | 8.69 | 8.69 |  |  | 8.69 | 0 | 8.69 | 0
19.2 | Up-gradation of GE IP (GE-Fanuc) make PLC system (HMI) installed at AHP, CPU plant, FOPH, FWPH and Mill Reject system at 2x500MW BTPS, Bhusawal. | MERC/CAPEX/2023-2024/0178 | 2024-03-11 | 1.35 | 1.2948 | 1.3538 | -0.059 | 0 | 0 |  |  | 0 | -0.059 | 0 | 0
19.3 | Up-gradation of Schneider PLC System at 2x500MW, BTPS, Bhusawal | MERC/CAPEX/2023-2024/0178 | 2024-03-11 | 2.33 | 2.3093 | 2.3093 | 0 | 0 | 0 |  |  | 0 | 0 | 0 | 0
19.4 | Procurement of Rotor assembly with blade set for PA and FD fan at 2 X 500 MW BTPS Bhusawal | MERC/CAPEX/2023-2024/0178 | 2024-03-11 | 18.18 | 16.16 | 16.16 | 0 | 0 | 0 |  |  | 0 | 0 | 0 | 0
0 | IDC | MERC/CAPEX/2023-2024/0178 | 2024-03-11 | 0.5 | 0 | 0 | 0 | 0.5 | 0.5 |  |  | 0.5 | 0 | 0.5 | 0
HO DPR 13 | Construction of new Administrative Building for Mahagenco at Vidyut Bhawan, Katol Road, Nagpur | MERC/CAPEX/2021-2022/MSPGCL/063 | 2022-02-12 | 57 | 0 | 0 | 0 | 0 | 0 |  |  | 0 | 0 | 0 | 0
1 | Construction of new Administrative Building for Mahagenco at Vidyut Bhawan, Katol Road, Nagpur | MERC/CAPEX/2021-2022/MSPGCL/063 | 2022-02-12 | 54.24 | 0 | 0 | 0 | 0 | 0 |  |  | 0 | 0 | 0 | 0
0 | IDC | MERC/CAPEX/2021-2022/MSPGCL/063 | 2022-02-12 | 2.76 | 0 | 0 | 0 | 0 | 0 |  |  | 0 | 0 | 0 | 0
HO DPR 16 | Centralized Monitoring Solution | MERC/CAPEX/MSPGCL/2023-24/0576 | 2023-11-02 | 69.309 | 0 | 0 | 0 | 0 | 0 |  |  | 0 | 0 | 0 | 0
1 | Centralized Monitoring Solution | MERC/CAPEX/MSPGCL/2023-24/0576 | 2023-11-02 | 66.009 | 0 | 0 | 0 | 0 | 0 |  |  | 0 | 0 | 0 | 0
0 | IDC | MERC/CAPEX/MSPGCL/2023-24/0576 | 2023-11-02 | 3.3 | 0 | 0 | 0 | 0 | 0 |  |  | 0 | 0 | 0 | 0
20 | Improvement of Loadability and Availability of Coal Handling Plant at BTPS, Bhusawal | MERC/CAPEX/MSPGCL/2024-25/0309 | 2024-05-17 | 0 | 0 | 0 | 0 | 0 | 0 |  |  | 0 | 0 | 0 | 0
20.1 | Scheme-1:-Design Engineering, Supply, Erection, commissioning, Extension of travel Length & Capacity Enhancement of coal yard with additional drive system of stacker reclaimer conveyor No. 110 at in coal handling Plant BTPS. | MERC/CAPEX/MSPGCL/2024-25/0309 | 2024-05-17 | 14.27 | 0 | 0 | 0 | 0 | 0 |  |  | 0 | 0
20.2 | Scheme-2:-Design, Engineering, Rectification, Erection & Commissioning of Z point at Conveyor 108A & B at CHP-500MW. | MERC/CAPEX/MSPGCL/2024-25/0309 | 2024-05-17 | 8.18 | 0 | 0 | 0 | 0 | 0 |  |  | 0 | 0
20.3 | Scheme-3:-Design, Engineering and provision of material lifting arrangement for crusher floor, wobbler feeder & C-105 floor In CHP BTPS. | MERC/CAPEX/MSPGCL/2024-25/0309 | 2024-05-17 | 1.88 | 0 | 0 | 0 | 0 | 0 |  |  | 0 | 0
20.4 | Scheme-4:-Structural up-gradation and rehabilitation of reversible yard conveyor in coal handling plant. | MERC/CAPEX/MSPGCL/2024-25/0309 | 2024-05-17 | 4.21 | 0 | 0 | 0 | 0 | 0 |  |  | 0 | 0
20.5 | Scheme-5:-Design, Engineering, Erection and commissioning of Receiving and discharge chutes of wobbler feeders in CHP BTPS. | MERC/CAPEX/MSPGCL/2024-25/0309 | 2024-05-17 | 6.25 | 0 | 0 | 0 | 0 | 0 |  |  | 0 | 0
20.6 | Scheme-6: Procurement of 3 Nos. of Bulldozers at BTPS, Bhusawal. | MERC/CAPEX/MSPGCL/2024-25/0309 | 2024-05-17 | 7.35 | 0 | 0 | 0 | 0 | 0 |  |  | 0 | 0
0 | IDC | 0 | - | 0 | 0 | 0 | 0 | 0 | 0 |  |  | 0 | 0
21 | Performance Improvement of Coal Handling Plant at BTPS-U4 & 5, Bhusawal | MERC/CAPEX/MSPGCL/2024-25/0310 | - | 0 | 0 | 0 | 0 | 0 | 0 |  |  | 0 | 0
21.1 | Scheme-1: Revamping, Modification of Gravity take-up and Drive Augmentation of Bunkering conveyor in CHP BTPS | MERC/CAPEX/MSPGCL/2024-25/0310 | 2024-05-17 | 11.35 | 0 | 0 | 0 | 0 | 0 |  |  | 0 | 0
21.2 | Scheme-2: Revamping of coal diverting chutes in CHP 2x500 MW BTPS | MERC/CAPEX/MSPGCL/2024-25/0310 | 2024-05-17 | 5.73 | 0 | 0 | 0 | 0 | 0 |  |  | 0 | 0
21.3 | Scheme-3: Revamping and structural augmentation of Reversible feeder conveyors in CHP-BTPS. | MERC/CAPEX/MSPGCL/2024-25/0310 | 2024-05-17 | 1.77 | 1.75 | 1.75 | 0 | 0 | 0 |  |  | 0 | 0
21.4 | Scheme-4: Revamping and up-gradation of air & ventilation system in Coal Handling Plant-BTPS. | MERC/CAPEX/MSPGCL/2024-25/0310 | 2024-05-17 | 9.01 | 0 | 0 | 0 | 0 | 0 |  |  | 0 | 0
21.5 | Scheme-5: Revamping, Structural & drive up-gradation of conveyor-111 in CHP-BTPS. | MERC/CAPEX/MSPGCL/2024-25/0310 | 2024-05-17 | 3.85 | 0 | 0 | 0 | 0 | 0 |  |  | 0 | 0
21.6 | Scheme-6: Revamping and structural up-gradation of conveyor system in tunnel area in Coal Handling Plant-BTPS. | MERC/CAPEX/MSPGCL/2024-25/0310 | 2024-05-17 | 8.62 | 0 | 0 | 0 | 0 | 0 |  |  | 0 | 0
21.7 | Scheme-7: Erection & Commissioning of Travelling type coal chutes in CHP BTPS. | MERC/CAPEX/MSPGCL/2024-25/0310 | 2024-05-17 | 8.06 | 0 | 0 | 0 | 0 | 0 |  |  | 0 | 0
21.8 | Scheme-8: Revamping of scoop cooling system installed in coal handling plant BTPS. | MERC/CAPEX/MSPGCL/2024-25/0310 | 2024-05-17 | 4.98 | 0 | 0 | 0 | 0 | 0 |  |  | 0 | 0
21.9 | Scheme-9: Retrofitting and Up-gradation of Dewatering system in CHP-BTPS. | MERC/CAPEX/MSPGCL/2024-25/0310 | 2024-05-17 | 3.92 | 0 | 0 | 0 | 0 | 0 |  |  | 0 | 0
0 | IDC | 0 | - | 0 | 0 | 0 | 0 | 0 | 0 |  |  | 0 | 0
0 | Asset Transfer from Projects | 0 | - | 0 | 0 | 0 | 0 | 0 | 0 |  |  | 0 | 0
0 | SP Busduct Unit 4&5 | 0 | - | 0 | 0.30072 | 0.30072 | 0 | 0 | 0 |  |  | 0 | 0
0 | ESP,ID,FD,PA Fans &Other Boiler Auxiliaries | 0 | - | 0 | 1.0283 | 1.0283 | 0 | 0 | 0 |  |  | 0 | 0
0 | (ii) DPR Yet to be Submitted to MERC | 0 | - | 0 | 0 | 0 | 0 | 0 | 0 |  |  | 0 | 0
0 | FY 2025-26 | 0 | - | 0 | 0 | 0 | 0 | 0 | 0 |  |  | 0 | 0
1 | Up gradation of coal mill reject system, Procurement of Air heater baskets & spare Air heater gearbox at 2X500MW, Bhusawal TPS | 0 | - | 0 | 0 | 0 | 0 | 31.75 | 0 |  |  | 0 | 31.75
1.1 | Work of Capacity enhancement, Engineering, modification, upgradation including spares and consumables and complete commissioning including operation and comprehensive maintenance for 12 months for coal mill reject handling system in Unit-4&5, 2X500MW, BTPS, Bhusawal | 0 | - | 0 | 0 | 0 | 0 | 15.05 | 15.05 |  |  | 15.05 | 0
1.2 | Procurement of assembly of baskets & seals for Air Preheater of type 31.5 VIM 2000 (72° PA), in Unit-5 2x500MW, BTPS Bhusawal | 0 | - | 0 | 0 | 0 | 0 | 7.45 | 7.45 |  |  | 7.45 | 0
1.3 | Procurement of APH Gearbox to improve availability and performance of Air preheaters at 2 x 500 MW Units, BTPS, Bhusawal. | 0 | - | 0 | 0 | 0 | 0 | 9.25 | 9.25 |  |  | 9.25 | 0
2 | Boiler Reliability & Availability improvement at 2x500MW, Bhusawal TPS. | 0 | - | 0 | 0 | 0 | 0 | 83.63 | 0 |  |  | 0 | 83.63
2.1 | Procurement & Replacement Of LTSH Coils for Unit - 4 & 5 (500MW) TPS, Bhusawal. | 0 | - | 0 | 0 | 0 | 0 | 19.11 | 19.11 |  |  | 19.11 | 0
2.2 | Procurement & Replacement Of Economiser Coils For Unit - 4 & 5 (500MW) TPS, Bhusawal | 0 | - | 0 | 0 | 0 | 0 | 47.6 | 47.6 |  |  | 47.6 | 0
2.3 | Procurement of assembly of APH Baskets Unit-4 | 0 | - | 0 | 0 | 0 | 0 | 7.55 | 7.55 |  |  | 7.55 | 0
2.4 | Procurement of APH Gearbox Unit-4&5 | 0 | - | 0 | 0 | 0 | 0 | 9.37 | 9.37 |  |  | 9.37 | 0
3 | Various Turbine side reliability improvement schemes at 2x500MW, BTPS | 0 | - | 0 | 0 | 0 | 0 | 41.4 | 0 |  |  | 0 | 41.4
3.1 | Reliability improvement of Atlas copco make (mode -ZR -500) | 0 | - | 0 | 0 | 0 | 0 | 2.4 | 2.4 |  |  | 2.4 | 0
3.2 | Reliability improvement of HPCV Valve with procurment cone assy | 0 | - | 0 | 0 | 0 | 0 | 2 | 2 |  |  | 2 | 0
3.3 | Reliability improvement of Alfa Laval make Portable COP | 0 | - | 0 | 0 | 0 | 0 | 3 | 3 |  |  | 3 | 0
3.4 | Reliability improvement of Seal Oil System with procurement of various U Seal rings | 0 | - | 0 | 0 | 0 | 0 | 2 | 2 |  |  | 2 | 0
3.5 | Reliability improvement of Unit-4 & 5 NDCT with replacement of PVC fills and allied work | 0 | - | 0 | 0 | 0 | 0 | 30 | 30 |  |  | 30 | 0
3.6 | Upgradation of Chiller plant, GEHO pump house & OLTC PLC system. | 0 | - | 0 | 0 | 0 | 0 | 2 | 2 |  |  | 2 | 0
4 | IB recommended scheme related (Civil and Electrical) | 0 | - | 0 | 0 | 0 | 0 | 10.76 | 0 |  |  | 0 | 10.76
4.1 | Work of fabricating and erecting structural steel watch tower (10 Nos.) in major store, plant area, ash pipe line and ash bund area at BTPS, Deepnagar. | 0 | - | 0 | 0 | 0 | 0 | 0.86 | 0.86 |  |  | 0.86 | 0
4.2 | Work of construction of ladies frisking room for security section and visitors room near factory gate and providing at 2x500MW, BTPS, Deepnagar. | 0 | - | 0 | 0 | 0 | 0 | 0.43 | 0.43 |  |  | 0.43 | 0
4.3 | Work of dismantling and construction old weathered UCR compound wall on bhogawati riverside in 2x500 MW at BTPS. | 0 | - | 0 | 0 | 0 | 0 | 3.29 | 3.29 |  |  | 3.29 | 0
4.4 | Construcion of RCC comppund wall from remote silo to pimpri sekam railway siding cabin at BTPS | 0 | - | 0 | 0 | 0 | 0 | 2.02 | 2.02 |  |  | 2.02 | 0
4.5 | Installation of Highmast towers | 0 | - | 0 | 0 | 0 | 0 | 4.16 | 4.16 |  |  | 4.16 | 0
0 | FY 2026-27 | 0 | - | 0 | 0 | 0 | 0 | 0 | 0 |  |  | 0 | 0
1 | Coal Mill Performance Improvement and Life Enhancement of BHEL Make XRP-1043 Coal Mills in 2x500 MW BTPS. | 0 | - | 0 | 0 | 0 | 0 | 0 | 0 |  |  | 0 | 0
1.1 | Coal Mill Performance Improvement and Life Enhancement of BHEL Make XRP-1043 Coal Mills in 2x500 MW BTPS. | 0 | - | 0 | 0 | 0 | 0 | 0 | 0 |  |  | 0 | 0
2 | Upgradation of Coal feeder weighing system and revamping of Boiler side pneumatic dampers system of Hot air, cold air, FD,PA and burner tilt at Bhusawal TPS 2x500W | 0 | - | 0 | 0 | 0 | 0 | 0 | 0 |  |  | 0 | 0
2.1 | Upgradation of Coal feeder weighing system at Bhusawal TPS 2x500W | 0 | - | 0 | 0 | 0 | 0 | 0 | 0 |  |  | 0 | 0
2.2 | Up-gradation of carbon monoxide analyzer in flue gas installed | 0 | - | 0 | 0 | 0 | 0 | 0 | 0 |  |  | 0 | 0
2.3 | Up- Gradation of condition monitoring & analysis system for TSI of Main Turbine , TDBFP & BOP System 2x500 MW BTPS. | 0 | - | 0 | 0 | 0 | 0 | 0 | 0 |  |  | 0 | 0
2.5 | Revamping of Boiler side pneumatic dampers system of Hot air, cold air, FD,PA and burner tilt at BTPS 2X500MW | 0 | - | 0 | 0 | 0 | 0 | 0 | 0 |  |  | 0 | 0
2.6 | Procurement of various high pressure valves at 2x500 MW. | 0 | - | 0 | 0 | 0 | 0 | 0 | 0 |  |  | 0 | 0
3 | Schemes for Turbine side auxiliaries systems Performance & efficiency improvement schemes at 2X500MW, Bhusawal TPS | 0 | - | 0 | 0 | 0 | 0 | 0 | 0 |  |  | 0 | 0
3.1 | Procurement of BFP Booster Pump (FA-1B-75) complete assembly (04 Nos) at 500MW BTPS, Bhusawal. | 0 | - | 0 | 0 | 0 | 0 | 0 | 0 |  |  | 0 | 0
3.2 | Procurement of Vacuum Pump complete assembly with recirculation Pump (01 No) and Impeller assembly (2 Nos) at 500MW BTPS, Bhusawal. | 0 | - | 0 | 0 | 0 | 0 | 0 | 0 |  |  | 0 | 0
3.3 | Revamping, modification of outdoor ducting of Air ventilation system at 2x500MW BTPS, Bhusawal. | 0 | - | 0 | 0 | 0 | 0 | 0 | 0 |  |  | 0 | 0
3.4 | Performance improvement of compressors | 0 | - | 0 | 0 | 0 | 0 | 0 | 0 |  |  | 0 | 0
3.5 | Centralized Water Management System at BTPS, Deepnagar, Bhusawal | 0 | - | 0 | 0 | 0 | 0 | 0 | 0 |  |  | 0 | 0
3.6 | Revamping and upgradation of Forbes Marshal make Steam & Water Analysis System Installed at 2x500MW BTPS. | 0 | - | 0 | 0 | 0 | 0 | 0 | 0 |  |  | 0 | 0
4 | Implementation of flexible operation solutions for technical minimum operation of 2x500MW, BTPS. | 0 | - | 0 | 0 | 0 | 0 | 0 | 0 |  |  | 0 | 0
4.1 | Implementation of flexible operation solutions for technical minimum operation of 2x500MW, BTPS. | 0 | - | 0 | 0 | 0 | 0 | 0 | 0 |  |  | 0 | 0
0 | FY 2027-28 | 0 | - | 0 | 0 | 0 | 0 | 0 | 0 |  |  | 0 | 0
1 | Supply,Installation and commissioning of Boiler performance and reliability improvement schemes at BTPS 2x500MW. | 0 | - | 0 | 0 | 0 | 0 | 0 | 0 |  |  | 0 | 0
1.1 | Procurement of M/s Torishima, Japan make, 350 KW, 6.6KV, Boiler Circulating Water (BCW) Pump Motors at BTPS 2x500MW. | 0 | - | 0 | 0 | 0 | 0 | 0 | 0 |  |  | 0 | 0
1.2 | Installation commissioning of Online DC Earth fault monitoring system at 220V DCDB at 500MW U-4&5. | 0 | - | 0 | 0 | 0 | 0 | 0 | 0 |  |  | 0 | 0
1.3 | Design, supply, erection, comms. Of ID VFD & AHP transformers for 2x500MW BTPS. | 0 | - | 0 | 0 | 0 | 0 | 0 | 0 |  |  | 0 | 0
1.4 | Design,supply,installation and commissioning of Energy efficient System for illumination at BTPS 2x500MW. | 0 | - | 0 | 0 | 0 | 0 | 0 | 0 |  |  | 0 | 0
1.5 | Procurement of Main Gear unit assembly of electrical Actuators in 2x500MW BTPS | 0 | - | 0 | 0 | 0 | 0 | 0 | 0 |  |  | 0 | 0
1.6 | Supply, erection, commissioning & site testing of 360V, 750 AH Station UPS Battery Sets along with accessories for Unit No.5 at BTPS 2x500MW. | 0 | - | 0 | 0 | 0 | 0 | 0 | 0 |  |  | 0 | 0
1.7 | Upgradation of EWLI system at Bhusawal TPS 2x500W | 0 | - | 0 | 0 | 0 | 0 | 0 | 0 |  |  | 0 | 0
2 | Performance improvement of Bottom ash evacualtion system to reduce auxillary power consumption, water consumption & environmental pollution at 2X500MW, Bhusawal TPS | 0 | - | 0 | 0 | 0 | 0 | 0 | 0 |  |  | 0 | 0
2.1 | Modification of latest design AR 200/550 Ash slurry pump assembly including auxillaries at AHP, 2x500MW, BTPS. | 0 | - | 0 | 0 | 0 | 0 | 0 | 0 |  |  | 0 | 0
2.2 | Modification of single roll reversible clinker grinder system at AHP, 2x500MW, BTPS | 0 | - | 0 | 0 | 0 | 0 | 0 | 0 |  |  | 0 | 0
2.3 | Modification of bottom ash & coarse ash slurry pipe line disposal system at AHP 2X500 MW BTPS | 0 | - | 0 | 0 | 0 | 0 | 0 | 0 |  |  | 0 | 0
3 | Boiler Reliability & Availability improvement at 2x500MW, Bhusawal TPS. | 0 | - | 0 | 0 | 0 | 0 | 0 | 0 |  |  | 0 | 0
3.1 | Procurement of Boiler Coils (CRH &HRH) at 2x500MW BTPS. | 0 | - | 0 | 0 | 0 | 0 | 0 | 0 |  |  | 0 | 0
3.2 | Procurement of ID fan impeller with shaft at 2x500 MW BTPS. | 0 | - | 0 | 0 | 0 | 0 | 0 | 0 |  |  | 0 | 0
3.3 | Procurement SH,RH,MS outlet valves with actuator and motor at 2x500 MW BTPS. | 0 | - | 0 | 0 | 0 | 0 | 0 | 0 |  |  | 0 | 0
4 | CHP Infrastructure Development Schemes | 0 | - | 0 | 0 | 0 | 0 | 0 | 0 |  |  | 0 | 0
4.1 | Supply, installation and commissioning PLC system on a single platform to match with external aspect & process improvement at CHP 2x500MW BTPS. | 0 | - | 0 | 0 | 0 | 0 | 0 | 0 |  |  | 0 | 0
4.2 | Supply, installation, retrofitting and commissioning of HT breaker at HT Switchgear in CHP 2x500MW BTPS | 0 | - | 0 | 0 | 0 | 0 | 0 | 0 |  |  | 0 | 0
4.3 | Supply, installation, retrofitting and commissioning of LT breaker at LT Switchgear in CHP 2x500MW BTPS. | 0 | - | 0 | 0 | 0 | 0 | 0 | 0 |  |  | 0 | 0
4.4 | Supply, Installation & Commissioning of Magnetic Separators at CHP 2x 500MW BTPS Deepnagar | 0 | - | 0 | 0 | 0 | 0 | 0 | 0 |  |  | 0 | 0
4.5 | Supply, Installation & Commissioning Flameproof lighting at CHP 2x 500MW BTPS Deepnagar | 0 | - | 0 | 0 | 0 | 0 | 0 | 0 |  |  | 0 | 0
4.6 | Supply, Installation & upgradation of HT /LT relay at CHP BTPS. | 0 | - | 0 | 0 | 0 | 0 | 0 | 0 |  |  | 0 | 0
5 | Detail Project report of improvement of Unloading in Coal handling Plant BTPS. | 0 | - | 0 | 0 | 0 | 0 | 0 | 0 |  |  | 0 | 0
5.1 | Procurement of 04 no of locomotives for Coal handling Plant BTPS. | 0 | - | 0 | 0 | 0 | 0 | 0 | 0 |  |  | 0 | 0
5.2 | Design Supply Erection and Comission of Hour glass shape Coal diverting chutes with extra life wear resistant plates in CHP, BTPS. | 0 | - | 0 | 0 | 0 | 0 | 0 | 0 |  |  | 0 | 0
5.3 | Design Supply Erection and Comission of Inverted Y Shape Coal diverting chutes with extra life wear resistant plates in CHP, BTPS. | 0 | - | 0 | 0 | 0 | 0 | 0 | 0 |  |  | 0 | 0
5.4 | Design Supply Erection and Comission of coal diverting chutes with extra life wear resistant plates in CHP BTPS. | 0 | - | 0 | 0 | 0 | 0 | 0 | 0 |  |  | 0 | 0
5.5 | Work of Revamping and structural up-gradation of conveyor 104A&B in Coal Handling Plant-BTPS. | 0 | - | 0 | 0 | 0 | 0 | 0 | 0 |  |  | 0 | 0
6 | Supply and Installation of reliability improvement schemes for HT/LT switchgears and auxilliaries at BTPS 2x500MW. | 0 | - | 0 | 0 | 0 | 0 | 0 | 0 |  |  | 0 | 0
6.1 | Procurement of HT Motors of various ratings at 2x500MW. | 0 | - | 0 | 0 | 0 | 0 | 0 | 0 |  |  | 0 | 0
6.2 | Procurement of Dry type transformers of varoius ratings at 2x500MW. | 0 | - | 0 | 0 | 0 | 0 | 0 | 0 |  |  | 0 | 0
6.3 | Procurement of Inverter and converter trolleys of GEHO Pump at 2x500MW. | 0 | - | 0 | 0 | 0 | 0 | 0 | 0 |  |  | 0 | 0
6.4 | Procurement of Vacuum Contactors of various ratings for HT Switchgears at BTPS 2x500MW. | 0 | - | 0 | 0 | 0 | 0 | 0 | 0 |  |  | 0 | 0
6.5 | Supply, erection, commissioning & site testing of 360V, 750 AH Station UPS Battery Sets along with accessories for Unit No.4 at BTPS 2x500MW’. | 0 | - | 0 | 0 | 0 | 0 | 0 | 0 |  |  | 0 | 0
6.6 | Updragation of Sox-Nox analyzer,PM analyzer, ETP analyzer at BTPS 2X500MW. | 0 | - | 0 | 0 | 0 | 0 | 0 | 0 |  |  | 0 | 0
6.7 | Upgradation of O2 analyzer at BTPS 2X500MW | 0 | - | 0 | 0 | 0 | 0 | 0 | 0 |  |  | 0 | 0
6.8 | Revamping & Upgradation Of Vibration Monitoring Rack From VM7 TO VM7B at BTPS 2X500MW | 0 | - | 0 | 0 | 0 | 0 | 0 | 0 |  |  | 0 | 0
6.9 | Procurement & Installation of High Mast towers in various location in BTPS | 0 | - | 0 | 0 | 0 | 0 | 0 | 0 |  |  | 0 | 0
6.1 | Renovation and Modification of Colony Electric Supply System to improve availability and reliability of supply system at BTPS Colony, Deepnagar | 0 | - | 0 | 0 | 0 | 0 | 0 | 0 |  |  | 0 | 0
6.11 | Work of Overhauling repairs of U-5 350KW BCWP motor of M/s Torishima make at BTPS 2x500MW. | 0 | - | 0 | 0 | 0 | 0 | 0 | 0 |  |  | 0 | 0
0 | FY 2028-29 | 0 | - | 0 | 0 | 0 | 0 | 0 | 0 |  |  | 0 | 0
1 | APH baskets with main drive Gear box and lub oil skids with motor at 2x500MW BTPS | 0 | - | 0 | 0 | 0 | 0 | 0 | 0 |  |  | 0 | 0
1.1 | APH baskets with main drive Gear box and lub oil skids with motor at 2x500MW BTPS | 0 | - | 0 | 0 | 0 | 0 | 0 | 0 |  |  | 0 | 0
2 | Detail Project Report for Design, Engineering, Supply, Installation and commissioning of 1500TPH Stacker cum re-claimer in Coal Handling Plant-BTPS. | 0 | - | 0 | 0 | 0 | 0 | 0 | 0 |  |  | 0 | 0
2.1 | Design, Engineering, Supply, Installation and commissioning of 1500TPH Stacker cum re-claimer in Coal Handling Plant-BTPS. | 0 | - | 0 | 0 | 0 | 0 | 0 | 0 |  |  | 0 | 0
3 | Enhancement of Unloading & Stacking Capacity of CHP. | 0 | - | 0 | 0 | 0 | 0 | 0 | 0 |  |  | 0 | 0
3.1 | Design Supply errection & Comissioning of Open Wagon Tippler along with stacking and reclaiming yard conveyors at CHP stack yard. | 0 | - | 0 | 0 | 0 | 0 | 0 | 0 |  |  | 0 | 0
0 | FY 2029-30 | 0 | - | 0 | 0 | 0 | 0 | 0 | 0 |  |  | 0 | 0
1 | Coal Mill Performance Improvement and Life Enhancement of BHEL Make XRP-1043 Coal Mills in 2x500 MW BTPS. | 0 | - | 0 | 0 | 0 | 0 | 0 | 0 |  |  | 0 | 0
1.1 | Coal Mill Performance Improvement and Life Enhancement of BHEL Make XRP-1043 Coal Mills in 2x500 MW BTPS. | 0 | - | 0 | 0 | 0 | 0 | 0 | 0 |  |  | 0 | 0
2 | Upgradation rail track in CHP -BTPS | 0 | - | 0 | 0 | 0 | 0 | 0 | 0 |  |  | 0 | 0
2.1 | Revamping and Upgradation of rail track from 52KG to 60KG in CHP-BTPS. | 0 | - | 0 | 0 | 0 | 0 | 0 | 0 |  |  | 0 | 0
0 | 0 | 0 | - | 0 | 0 | 0 | 0 | 0 | 0 |  |  | 0 | 0
0 | B) Non-DPR Schemes | 0 | - | 0 | 0 | 0 | 0 | 0 | 0 |  |  | 0 | 0
1 | Contract for modification of Wobbler feeder in CHP-2X500MW | 0 | - | 0 | 1.4733 | 1.4733 | 0 | 0 | 0 |  |  | 0 | 0
2 | Contract for Revamping of Apron Feeder in CHP-2X500MW | 0 | - | 0 | 2.3246 | 2.3246 | 0 | 0 | 0 |  |  | 0 | 0
3 | Procurement of double lip skirt sealing & tracking idler in CHP at 2x500MW, BTPS | 0 | - | 0 | 0.57025 | 0.57025 | 0 | 0 | 0 |  |  | 0 | 0
4 | Supply, erection & commissioning of vibrating feeder in CHP at 2x500MW, BTPS | 0 | - | 0 | 0.57796 | 0.57796 | 0 | 0 | 0 |  |  | 0 | 0
5 | Coal chutes with extra life wear resistance plates in CHP at 2X500MW | 0 | - | 0 | 2.0319 | 2.0319 | 0 | 0 | 0 |  |  | 0 | 0
6 | Epoxy Painting upto all height to structural steel work in main plant boiler side area and CHP area | 0 | - | 0 | 5.8625 | 5.8625 | 0 | 0 | 0 |  |  | 0 | 0
7 | Rectification of Belt feeder & Gravity Take-up in CHP-2X500MW. | 0 | - | 0 | 1.6479 | 1.6479 | 0 | 0 | 0 |  |  | 0 | 0
8 | Coal diverting chutes in CHP at 2X500MW. | 0 | - | 0 | 2.2184 | 2.2184 | 0 | 0 | 0 |  |  | 0 | 0
9 | Supply of Conveyor Pulleys with Ceramic lagging at CHP-2X500MW, BTPS, Bhusawal | 0 | - | 0 | 0.58051 | 0.58051 | 0 | 0 | 0 |  |  | 0 | 0
10 | Non-DPR Project Report for Design, Supply,Erection & Commissioning of High Performance Energy Chain System for Side Arm Charger at 2x500 at CHP | 0 | - | 0 | 1.5015 | 1.5015 | 0 | 0 | 0 |  |  | 0 | 0
11 | Implementation of Energy Conservation Demonstration Project in buildings of BTPS 2x500MW | 0 | - | 0 | 0 | 0 | 0 | 0 | 0 |  |  | 0 | 0
12 | Installation of Fire & Explosion Prevention system at Bhusawal 500MW Unit-4. | 0 | - | 0 | 2.4539 | 2.4539 | 0 | 0 | 0 |  |  | 0 | 0
13 | Fixtures & Fitting (10801) | 0 | - | 0 | 0.21334 | 0.21334 | 0 | 0 | 0 |  |  | 0 | 0
14 | Office equpment (10901) | 0 | - | 0 | 0.22996 | 0.22996 | 0 | 0 | 0 |  |  | 0 | 0
15 | 150 W & 40 W LED FIXTURES AT TG HOUSE BUILDING 2X500MW | 0 | - | 0 | 0.52807 | 0.27807 | 0.25 | 0 | 0 |  |  | 0 | 0.25
16 | JUMBO DEESERT AIR COOLERS FOR POWER TRANSFORERS | 0 | - | 0 | 0.10143 | 0.10143 | 0 | 0 | 0 |  |  | 0 | 0
17 | GEN ASSET (ALMIRAH,TABLE & CHAIR) (10801) | 0 | - | 0 | 0.23454 | 0.23454 | 0 | 0 | 0 |  |  | 0 | 0
18 | LAPTOP, 50 INCH TV,PRINTER,PROJECTOR,DESKTOP,UPS & ETS. (10901) | 0 | - | 0 | 0.55035 | 0.55035 | 0 | 0 | 0 |  |  | 0 | 0
19 | RESTAURANT EQUIP COMPOSTING MACHINE | 0 | - | 0 | 0.05049 | 0.05049 | 0 | 0 | 0 |  |  | 0
20 | OFFICE TABLE,STORGE RACK,FAN | 0 | - | 0 | 0.57869 | 0.57869 | 0 | 0 | 0 |  |  | 0
21 | CAMERAS | 0 | - | 0 | 0.038468 | 0.038468 | 0 | 0 | 0 |  |  | 0
22 | VELHALA ASH BUND RD WORK | 0 | - | 0 | 2.4645 | 2.4645 | 0 | 0 | 0 |  |  | 0
23 | CONCERETE ROAD FROM DIESEL PUMP TO 500MW FACTORY G | 0 | - | 0 | 0.98449 | 0.98449 | 0 | 0 | 0 |  |  | 0
24 | Admin Building | 0 | - | 0 | 0.05175 | 0 | 0.05175 | 0 | 0 |  |  | 0
25 | Furniture & Fixture | 0 | - | 0 | 0.13712 | 0.13712 | 0 | 0 | 0 |  |  | 0
26 | Office Equipment | 0 | - | 0 | 0.14424 | 0.14424 | 0 | 0 | 0 |  |  | 0
27 | Furniture & Fixture | 0 | - | 0 | 0.073968 | 0.073968 | 0 | 0 | 0 |  |  | 0
28 | Office Equipment | 0 | - | 0 | 0.15891 | 0.15891 | 0 | 0 | 0 |  |  | 0
29 | Work of repairs of 350 KW BCWP-4B & BCWP-5B motor of M/s. Torishima make at BTPS 2x500 MW | 0 | - | 0 | 4.8465 | 4.8465 | 0 | 0 | 0 |  |  | 0
30 | ABC Powder Type and Foam Type Composite Fire Extinguisher | 0 | - | 0 | 0.58548 | 0.58548 | 0 | 0 | 0 |  |  | 0
31 | Withdrawal of capex from Project (LD - Passenger Lifts) | 0 | - | 0 | 0 | -0.13899 | 0.13899 | 0 | 0 |  |  | 0
| Total |  |  |  | 374.5005 | 238.9997 | 135.5008 | 811.31 | 601.31 | 0 | 0 | 601.31 | 345.31
FY 2026-27
a) DPR Schemes
(i) Submitted to MERC
7 | Interconnection of 210 MW CHP to 500 MW CHP through Conveyors BC-02 & BC-03 having capacity of 500 TPH | MERC/CAPEX/20162017/00227 | 2016-05-24 | 24 | 0 | 0 | 0 | 0 | 0 |  |  | 0 | 0 | 0 | 0
7.1 | Interconnection of 210 MW CHP to 500 MW CHP through Conveyors BC-02 & BC-03 having capacity of 500 TPH | MERC/CAPEX/20162017/00227 | 2016-05-24 | 22.73 | 19.1067 | 19.1067 | 0 | 0 | 0 |  |  | 0 | 0 | 0 | 0
0 | IDC | MERC/CAPEX/20162017/00227 | 2016-05-24 | 1.27 | 0 | 0 | 0 | 0 | 0 |  |  | 0 | 0 | 0 | 0
8 | Stack management by procurement of Bulldozer & LOCO and CHP area schemes for performance & unloading improvement | MERC/CAPEX/20162017/01426 | 2017-02-02 | 9.9669 | 0 | 0 | 0 | 0 | 0 |  |  | 0 | 0 | 0 | 0
8.1 | Procurement of Locomotive 800 HP (2 No.’s) | MERC/CAPEX/20162017/01426 | 2017-02-02 | 4.9504 | 4.8261 | 4.8261 | 0 | 0 | 0 |  |  | 0 | 0 | 0 | 0
8.2 | Procurement of 2 No’s of Bulldozer Model D-155(2 No.’s) | MERC/CAPEX/20162017/01426 | 2017-02-02 | 2.562 | 3.4747 | 3.4747 | 0 | 0 | 0 |  |  | 0 | 0 | 0 | 0
8.3 | Modification below primary crusher chutes 15A/B & Conv.02 | MERC/CAPEX/20162017/01426 | 2017-02-02 | 0.42975 | 0.38033 | 0.38033 | 0 | 0 | 0 |  |  | 0 | 0 | 0 | 0
8.4 | New helical gear box for various conveyors | MERC/CAPEX/20162017/01426 | 2017-02-02 | 0.79339 | 0 | 0 | 0 | 0 | 0 |  |  | 0 | 0 | 0 | 0
8.5 | Procurement of Elecon Make Ring Granulator Type TK-09-38B | MERC/CAPEX/20162017/01426 | 2017-02-02 | 0.53719 | 0 | 0 | 0 | 0 | 0 |  |  | 0 | 0 | 0 | 0
8.6 | Procurement of Elecon Make Ring Granulator Type TK6 32B Ring Granulator | MERC/CAPEX/20162017/01426 | 2017-02-02 | 0.33884 | 0 | 0 | 0 | 0 | 0 |  |  | 0 | 0 | 0 | 0
0 | IDC | MERC/CAPEX/20162017/01426 | 2017-02-02 | 0.35537 | 0 | 0 | 0 | 0 | 0 |  |  | 0 | 0 | 0 | 0
9 | Construction of 1st raising of Ash bund from T.B.L. 258M to 264M at Bhusawal TPS | MERC/CAPEX/20172018/4267 | 2017-09-28 | 64.22 | 0 | 0 | 0 | 0 | 0 |  |  | 0 | 0 | 0 | 0
9.1 | Construction of 1st raising of Ash bund from T.B.L. 258M to 264M at Bhusawal TPS | MERC/CAPEX/20172018/4267 | 2017-09-28 | 64.22 | 64.4982 | 64.4982 | 0 | 0 | 0 |  |  | 0 | 0 | 0 | 0
10 | Augmentation of Ash Evacuation System & Procurement of BCW Pump Motors at Bhusawal & Khaperkheda TPS 500 MW Units | MERC/CAPEX/20172018/4782 | 2017-11-28 | 17.44 | 0 | 0 | 0 | 0 | 0 |  |  | 0 | 0 | 0 | 0
10.1 | Installation of standby Buffer Hopper parallel to existing pair of buffer hoppers | MERC/CAPEX/20172018/4782 | 2017-11-28 | 11.5 | 0 | 0 | 0 | 0 | 0 |  |  | 0 | 0 | 0 | 0
10.2 | Installation of additional vacuum pump for every two passes, near to intermediate hopper. | MERC/CAPEX/20172018/4782 | 2017-11-28 | 0.6 | 0 | 0 | 0 | 0 | 0 |  |  | 0 | 0 | 0 | 0
10.3 | Procurement of 02 Nos of M/s Torishima, Japan make, 350 KW, 6.6KV, Boiler Circulating Water (BCW) Pump Motors (without pump casing) with 02 lots of recommended Electrical & C&I spares for Bhusawal and Khaparkheda TPS 500MW. | MERC/CAPEX/20172018/4782 | 2017-11-28 | 4.24 | 4.6696 | 4.6696 | 0 | 0 | 0 |  |  | 0 | 0 | 0 | 0
10.4 | Procurement of complete ACVF drive module comprising of 2 Nos. of Supply and 3 Nos. of Inverter modules for GEHO pumps | MERC/CAPEX/20172018/4782 | 2017-11-28 | 0.95 | 0.92864 | 0.92864 | 0 | 0 | 0 |  |  | 0 | 0 | 0 | 0
10.5 | Supply, erection and commissioning of 24VDC, 100A Float & Float cum Boost Battery Charger with 325Ah Battery Bank for CWPH at BTPS 2x500 MW. | MERC/CAPEX/20172018/4782 | 2017-11-28 | 0.15 | 0.15788 | 0.15788 | 0 | 0 | 0 |  |  | 0 | 0 | 0 | 0
0 | IDC | MERC/CAPEX/20172018/4782 | 2017-11-28 | 0 | 0 | 0 | 0 | 0 | 0 |  |  | 0 | 0 | 0 | 0
11 | Various schemes for renovation of colony at Bhusawal TPS | MERC/CAPEX/20172018/0221 | 2018-02-12 | 19.3341 | 0 | 0 | 0 | 0 | 0 |  |  | 0 | 0 | 0 | 0
11.1 | Renovation of staff quarters & related work at BTPS Deepnagar | MERC/CAPEX/20172018/0221 | 2018-02-12 | 7.021 | 5.4584 | 5.4584 | 0 | 0 | 0 |  |  | 0 | 0 | 0 | 0
11.2 | Colony Internal Roads at BTPS, Deepnagar | MERC/CAPEX/20172018/0221 | 2018-02-12 | 3.85 | 3.2501 | 3.2514 | -0.001329 | 0 | 0 |  |  | 0 | -0.001329 | 0 | 0
11.3 | Water supply , sanitary & drainage works at BTPS, Deepnagar | MERC/CAPEX/20172018/0221 | 2018-02-12 | 7.3 | 5.8361 | 5.8109 | 0.025229 | 0 | 0 |  |  | 0 | 0.025229 | 0 | 0
11.4 | Plinth protection to existing buildings at BTPS, Deepnagar | MERC/CAPEX/20172018/0221 | 2018-02-12 | 1.1631 | 0.91823 | 0.91823 | -2.2e-08 | 0 | 0 |  |  | 0 | -2.2e-08 | 0 | 0
12 | Pipeline from River Water Pump House (RWPH) to aquaduct over Bhogawati River and Other allied power house road works under DPR scheme at BTPS, Bhusawal | MERC/CAPEX/2018-2019/0104 | 2019-04-04 | 13.1172 | 0 | 0 | 0 | 0 | 0 |  |  | 0 | 0 | 0 | 0
12.1 | Providing supplying laying, jointing, testing and commissioning of 1650 mm Ø ID 8 mm thick M.S. pipeline for raw water supply from RWPH to aquaduct over Bhogawati river at, BTPS, Bhusawal. | MERC/CAPEX/2018-2019/0104 | 2019-04-04 | 7.257 | 0 | 0 | 0 | 0 | 0 |  |  | 0 | 0 | 0 | 0
12.2 | Construction of WBM and Bituminous road along inlet & outlet canals and concreate road along periphery of Major store at BTPS, Bhusawal. | MERC/CAPEX/2018-2019/0104 | 2019-04-04 | 4.22 | 3.8305 | 3.8305 | -2.7e-08 | 0 | 0 |  |  | 0 | -2.7e-08 | 0 | 0
12.3 | Work of construction of self-supporting steel roofing system for a major store godown shed of span 25M at BTPS, Deepnagar. | MERC/CAPEX/2018-2019/0104 | 2019-04-04 | 1.6402 | 0.27 | 1.6376 | -1.3676 | 0 | 0 |  |  | 0 | -1.3676 | 0 | 0
0 | IDC | MERC/CAPEX/2018-2019/0104 | 2019-04-04 | 0 | 0.14918 | 0.14918 | 0 | 0 | 0 |  |  | 0 | 0 | 0 | 0
13 | Supply, erection, commissioning & site testing of 220 V, 2035 AH, Station Battery Sets (4 Nos.) and 24 V, 2250 AH, SG/TG & BOP Battery Sets (8 Nos.) for U# 4 & 5 along with accessories at 2 x 500 MW BTPS, Bhusawal | MERC/CAPEX/2017-2018/1226 | 2018-08-10 | 11.59 | 0 | 0 | 0 | 0 | 0 |  |  | 0 | 0 | 0 | 0
13.1 | Supply, erection, commissioning & site testing of 220V, 2035 AH Station Battery Sets (02 Nos.) and 24V, 2250AH, SG/TG & BOP Battery Set (04 Nos.) along with accessories for Unit No.5 at BTPS 2x500MW. | MERC/CAPEX/2017-2018/1226 | 2018-08-10 | 5.795 | 6.374 | 6.374 | 0 | 0 | 0 |  |  | 0 | 0 | 0 | 0
13.2 | Supply, erection, commissioning & site testing of 220V, 2035 AH Station Battery Sets (02 Nos.) and 24V, 2250AH, SG/TG & BOP Battery Set (04 Nos.) along with accessories for Unit No.4 at BTPS 2x500MW. | MERC/CAPEX/2017-2018/1226 | 2018-08-10 | 5.795 | 6.3227 | 6.3227 | 0 | 0 | 0 |  |  | 0 | 0 | 0 | 0
15 | Flue Gas Desulphurization (FGD) System for 500 MW Units (Total 8 Nos) of MSPGCL | MERC/CAPEX/2020-2021/WFH/SBR/45 | 2021-02-05 | 869.5 | 0 | 0 | 0 | 0 | 0 |  |  | 0 | 0 | 0 | 0
15.1 | Flue Gas Desulphurization (FGD) System for Bhusawal Unit 4-5 | MERC/CAPEX/2020-2021/WFH/SBR/45 | 2021-02-05 | 830.4 | 594.41 | 424.58 | 169.83 | 254.75 | 424.58 |  |  | 424.58 | 0 | 405.82 | 18.76
0 | IDC | MERC/CAPEX/2020-2021/WFH/SBR/45 | 2021-02-05 | 39.1 | 0 | 0 | 0 | 0 | 0 |  |  | 0 | 0 | 0 | 0
16 | Procurement of two BFP Cartridges & one rotor of Turbine driven BFP & at 500MW BTPS, Bhusawal | MERC/CAPEX/2020-2021/WFO/SBR/49 | 2021-03-08 | 10.52 | 0 | 0 | 0 | 0 | 0 |  |  | 0 | 0 | 0 | 0
16.1 | Procurement of two BFP Cartridges at 500MW BTPS, Bhusawal | MERC/CAPEX/2020-2021/WFO/SBR/49 | 2021-03-08 | 3.84 | 2.24 | 2.24 | 0 | 0 | 0 |  |  | 0 | 0 | 0 | 0
16.2 | Procurement of one rotor of Turbine driven BFP at 500MW BTPS, Bhusawal | MERC/CAPEX/2020-2021/WFO/SBR/49 | 2021-03-08 | 6.46 | 7.6136 | 7.6136 | 0 | 0 | 0 |  |  | 0 | 0 | 0 | 0
0 | IDC | MERC/CAPEX/2020-2021/WFO/SBR/49 | 2021-03-08 | 0.22 | 0 | 0 | 0 | 0 | 0 |  |  | 0 | 0 | 0 | 0
17 | CHP Improvement Schemes at 2X500MW, BTPS, Bhusawal | MERC/CAPEX/2020-2021/WFH/SBR/09 | 2021-06-10 | 21.22 | 0 | 0 | 0 | 0 | 0 |  |  | 0 | 0 | 0 | 0
17.1 | Revamping of Apron Feeder in CHP at 2X500MW, BTPS | MERC/CAPEX/2020-2021/WFH/SBR/09 | 2021-06-10 | 4.67 | 4.6492 | 4.6492 | 0 | 0 | 0 |  |  | 0 | 0 | 0 | 0
17.2 | Design, engineering, manufacturing, supply, Erection and commissioning of short conveyor from stack yard to belt feeder 112 in CHP 2x500MW BTPS. | MERC/CAPEX/2020-2021/WFH/SBR/09 | 2021-06-10 | 3.53 | 3.9648 | 3.9648 | 0 | 0 | 0 |  |  | 0 | 0 | 0 | 0
17.3 | Design, engineering, manufacturing, supply, Erection and commissioning of stone grappler at Wagon Tippler No.3 in CHP 2x500MW BTPS. | MERC/CAPEX/2020-2021/WFH/SBR/09 | 2021-06-10 | 0.84 | 0.84 | 0.84 | 0 | 0 | 0 |  |  | 0 | 0 | 0 | 0
17.4 | Procurement of suspended magnets in CHP 2x500MW BTPS. | MERC/CAPEX/2020-2021/WFH/SBR/09 | 2021-06-10 | 2.95 | 2.947 | 2.947 | 0 | 0 | 0 |  |  | 0 | 0 | 0 | 0
17.5 | Supply, Erection And Commissioning of Electro-Mechanical Drive to Apron Feeder at CHP 500MW | MERC/CAPEX/2020-2021/WFH/SBR/09 | 2021-06-10 | 7.57 | 7.57 | 0 | 7.57 | 0 | 0 |  |  | 0 | 7.57 | 0 | 0
0 | IDC | MERC/CAPEX/2020-2021/WFH/SBR/09 | 2021-06-10 | 1.66 | 0.067524 | 0.067524 | 0 | 0 | 0 |  |  | 0 | 0 | 0 | 0
HO DPR 6 | Supply, Installation, Commissioning and Operation & Maintenance Services of Continuous Ambient Air Quality Monitoring Stations (CAAQMS) at various TPS | MERC/CAPEX/20162017/00423 | 2016-08-03 | 3.9773 | 0 | 0 | 0 | 0 | 0 |  |  | 0 | 0 | 0 | 0
1 | Bhusawal: Unit 4-5 (3 Nos.) | MERC/CAPEX/20162017/00423 | 2016-08-03 | 3.9773 | 1.9468 | 1.9458 | 0.001 | 0 | 0 |  |  | 0 | 0.001 | 0 | 0
HO DPR 7 | Installation of Real Time Online Coal-Ash Analyzer at various TPS | MERC/CAPEX/20162017/00774 | 2016-09-30 | 4.0552 | 0 | 0 | 0 | 0 | 0 |  |  | 0 | 0 | 0 | 0
1 | Bhusawal: Unit 4-5 | MERC/CAPEX/20162017/00774 | 2016-09-30 | 4.0552 | 0 | 0 | 0 | 0 | 0 |  |  | 0 | 0 | 0 | 0
HO DPR 8 | Replacement of Fire Tenders at Various Power Stations of Mahagenco | MERC/CAPEX/20172018/4653 | 2017-11-13 | 3.95 | 0 | 0 | 0 | 0 | 0 |  |  | 0 | 0 | 0 | 0
1 | Advance Multipurpose Fire Tender for BTPS 4-5 | MERC/CAPEX/20172018/4653 | 2017-11-13 | 1.45 | 1.7765 | 1.7765 | 0 | 0 | 0 |  |  | 0 | 0 | 0 | 0
2 | Normal Multipurpose Fire Tender for BTPS 4-5 | MERC/CAPEX/20172018/4653 | 2017-11-13 | 2.5 | 2.1847 | 2.1847 | 0 | 0 | 0 |  |  | 0 | 0 | 0 | 0
0 | IDC | MERC/CAPEX/20172018/4653 | 2017-11-13 | 0 | 0 | 0 | 0 | 0 | 0 |  |  | 0 | 0 | 0 | 0
HO DPR 10 | Implementation of IB recommendations- Civil works at various TPS of Mahagenco | MERC/CAPEX/20172018/0177 | 2018-02-06 | 10.0654 | 0 | 0 | 0 | 0 | 0 |  |  | 0 | 0 | 0 | 0
1 | Bhusawal: Unit 4-5 | MERC/CAPEX/20172018/0177 | 2018-02-06 | 10.0654 | 9.1854 | 9.1837 | 0.0017614 | 0 | 0 |  |  | 0 | 0.0017614 | 0 | 0
18 | Procurement of assembly of baskets for Air Pre-heater of type 31.5 VIM 2000 (72° PA), Replacement of thermal insulation of Boiler, Ducts & Steam Pipelines and Coal Mill Gear Box in 2x500MW at BTPS, Bhusawal | MERC/CAPEX/2021-2022/ SBR/ 15 | 2021-09-22 | 14.96 | 0 | 0 | 0 | 0 | 0 |  |  | 0 | 0 | 0 | 0
18.1 | Procurement of assembly of baskets for Air Preheater of type 31.5 VIM 2000 (72° PA) for Unit-4&5 | MERC/CAPEX/2021-2022/ SBR/ 15 | 2021-09-22 | 5.53 | 8.411 | 8.411 | 0 | 0 | 0 |  |  | 0 | 0 | 0 | 0
18.2 | Replacement of thermal insulation of Boiler, Ducts & Steam Pipelines along with supply | MERC/CAPEX/2021-2022/ SBR/ 15 | 2021-09-22 | 3.52 | 3.52 | 2 | 1.52 | 0 | 0 |  |  | 0 | 1.52 | 0 | 0
18.3 | Supply of XRP-1043 coal mill gearbox spares in unit-4&5. | MERC/CAPEX/2021-2022/ SBR/ 15 | 2021-09-22 | 5.39 | 3.7044 | 3.7044 | -2.6e-08 | 0 | 0 |  |  | 0 | -2.6e-08 | 0 | 0
0 | IDC | MERC/CAPEX/2021-2022/ SBR/ 15 | 2021-09-22 | 0.52 | 0 | 0 | 0 | 0 | 0 |  |  | 0 | 0 | 0 | 0
19 | Up-gradation of Operating System of Max DNA DCS, GE Fanuc PLC system & Schneider PLC system & Procurement of Critical Insurance spares for PA and FD fans System at 2 x 500 MW Units BTPS Bhusawal | MERC/CAPEX/2023-2024/0178 | 2024-03-11 | 31.05 | 0 | 0 | 0 | 0 | 0 |  |  | 0 | 0 | 0 | 0
19.1 | Up-gradation of Existing MaxDNA System (HMI) at 500MW BTPS, Bhusawal | MERC/CAPEX/2023-2024/0178 | 2024-03-11 | 8.69 | 8.69 | 8.69 | 0 | 0 | 0 |  |  | 0 | 0 | 0 | 0
19.2 | Up-gradation of GE IP (GE-Fanuc) make PLC system (HMI) installed at AHP, CPU plant, FOPH, FWPH and Mill Reject system at 2x500MW BTPS, Bhusawal. | MERC/CAPEX/2023-2024/0178 | 2024-03-11 | 1.35 | 1.2948 | 1.3538 | -0.059 | 0 | 0 |  |  | 0 | -0.059 | 0 | 0
19.3 | Up-gradation of Schneider PLC System at 2x500MW, BTPS, Bhusawal | MERC/CAPEX/2023-2024/0178 | 2024-03-11 | 2.33 | 2.3093 | 2.3093 | 0 | 0 | 0 |  |  | 0 | 0 | 0 | 0
19.4 | Procurement of Rotor assembly with blade set for PA and FD fan at 2 X 500 MW BTPS Bhusawal | MERC/CAPEX/2023-2024/0178 | 2024-03-11 | 18.18 | 16.16 | 16.16 | 0 | 0 | 0 |  |  | 0 | 0 | 0 | 0
0 | IDC | MERC/CAPEX/2023-2024/0178 | 2024-03-11 | 0.5 | 0.5 | 0.5 | 0 | 0 | 0 |  |  | 0 | 0 | 0 | 0
HO DPR 13 | Construction of new Administrative Building for Mahagenco at Vidyut Bhawan, Katol Road, Nagpur | MERC/CAPEX/2021-2022/MSPGCL/063 | 2022-02-12 | 57 | 0 | 0 | 0 | 0 | 0 |  |  | 0 | 0 | 0 | 0
1 | Construction of new Administrative Building for Mahagenco at Vidyut Bhawan, Katol Road, Nagpur | MERC/CAPEX/2021-2022/MSPGCL/063 | 2022-02-12 | 54.24 | 0 | 0 | 0 | 0 | 0 |  |  | 0 | 0 | 0 | 0
0 | IDC | MERC/CAPEX/2021-2022/MSPGCL/063 | 2022-02-12 | 2.76 | 0 | 0 | 0 | 0 | 0 |  |  | 0 | 0 | 0 | 0
HO DPR 16 | Centralized Monitoring Solution | MERC/CAPEX/MSPGCL/2023-24/0576 | 2023-11-02 | 69.309 | 0 | 0 | 0 | 0 | 0 |  |  | 0 | 0 | 0 | 0
1 | Centralized Monitoring Solution | MERC/CAPEX/MSPGCL/2023-24/0576 | 2023-11-02 | 66.009 | 0 | 0 | 0 | 0 | 0 |  |  | 0 | 0 | 0 | 0
0 | IDC | MERC/CAPEX/MSPGCL/2023-24/0576 | 2023-11-02 | 3.3 | 0 | 0 | 0 | 0 | 0 |  |  | 0 | 0 | 0 | 0
20 | Improvement of Loadability and Availability of Coal Handling Plant at BTPS, Bhusawal | MERC/CAPEX/MSPGCL/2024-25/0309 | 2024-05-17 | 0 | 0 | 0 | 0 | 0 | 0 |  |  | 0 | 0 | 0 | 0
20.1 | Scheme-1:-Design Engineering, Supply, Erection, commissioning, Extension of travel Length & Capacity Enhancement of coal yard with additional drive system of stacker reclaimer conveyor No. 110 at in coal handling Plant BTPS. | MERC/CAPEX/MSPGCL/2024-25/0309 | 2024-05-17 | 14.27 | 0 | 0 | 0 | 14.27 | 14.27 |  |  | 14.27 | 0
20.2 | Scheme-2:-Design, Engineering, Rectification, Erection & Commissioning of Z point at Conveyor 108A & B at CHP-500MW. | MERC/CAPEX/MSPGCL/2024-25/0309 | 2024-05-17 | 8.18 | 0 | 0 | 0 | 8.18 | 8.18 |  |  | 8.18 | 0
20.3 | Scheme-3:-Design, Engineering and provision of material lifting arrangement for crusher floor, wobbler feeder & C-105 floor In CHP BTPS. | MERC/CAPEX/MSPGCL/2024-25/0309 | 2024-05-17 | 1.88 | 0 | 0 | 0 | 1.88 | 1.88 |  |  | 1.88 | 0
20.4 | Scheme-4:-Structural up-gradation and rehabilitation of reversible yard conveyor in coal handling plant. | MERC/CAPEX/MSPGCL/2024-25/0309 | 2024-05-17 | 4.21 | 0 | 0 | 0 | 4.21 | 4.21 |  |  | 4.21 | 0
20.5 | Scheme-5:-Design, Engineering, Erection and commissioning of Receiving and discharge chutes of wobbler feeders in CHP BTPS. | MERC/CAPEX/MSPGCL/2024-25/0309 | 2024-05-17 | 6.25 | 0 | 0 | 0 | 6.25 | 6.25 |  |  | 6.25 | 0
20.6 | Scheme-6: Procurement of 3 Nos. of Bulldozers at BTPS, Bhusawal. | MERC/CAPEX/MSPGCL/2024-25/0309 | 2024-05-17 | 7.35 | 0 | 0 | 0 | 7.35 | 7.35 |  |  | 7.35 | 0
0 | IDC | 0 | - | 0 | 0 | 0 | 0 | 0.42 | 0.42 |  |  | 0.42 | 0
21 | Performance Improvement of Coal Handling Plant at BTPS-U4 & 5, Bhusawal | MERC/CAPEX/MSPGCL/2024-25/0310 | - | 0 | 0 | 0 | 0 | 0 | 0 |  |  | 0 | 0
21.1 | Scheme-1: Revamping, Modification of Gravity take-up and Drive Augmentation of Bunkering conveyor in CHP BTPS | MERC/CAPEX/MSPGCL/2024-25/0310 | 2024-05-17 | 11.35 | 0 | 0 | 0 | 11.35 | 11.35 |  |  | 11.35 | 0
21.2 | Scheme-2: Revamping of coal diverting chutes in CHP 2x500 MW BTPS | MERC/CAPEX/MSPGCL/2024-25/0310 | 2024-05-17 | 5.73 | 0 | 0 | 0 | 5.73 | 5.73 |  |  | 5.73 | 0
21.3 | Scheme-3: Revamping and structural augmentation of Reversible feeder conveyors in CHP-BTPS. | MERC/CAPEX/MSPGCL/2024-25/0310 | 2024-05-17 | 1.77 | 1.75 | 1.75 | 0 | 1.77 | 1.77 |  |  | 1.77 | 0
21.4 | Scheme-4: Revamping and up-gradation of air & ventilation system in Coal Handling Plant-BTPS. | MERC/CAPEX/MSPGCL/2024-25/0310 | 2024-05-17 | 9.01 | 0 | 0 | 0 | 3.85 | 3.85 |  |  | 3.85 | 0
21.5 | Scheme-5: Revamping, Structural & drive up-gradation of conveyor-111 in CHP-BTPS. | MERC/CAPEX/MSPGCL/2024-25/0310 | 2024-05-17 | 3.85 | 0 | 0 | 0 | 8.62 | 8.62 |  |  | 8.62 | 0
21.6 | Scheme-6: Revamping and structural up-gradation of conveyor system in tunnel area in Coal Handling Plant-BTPS. | MERC/CAPEX/MSPGCL/2024-25/0310 | 2024-05-17 | 8.62 | 0 | 0 | 0 | 8.06 | 8.06 |  |  | 8.06 | 0
21.7 | Scheme-7: Erection & Commissioning of Travelling type coal chutes in CHP BTPS. | MERC/CAPEX/MSPGCL/2024-25/0310 | 2024-05-17 | 8.06 | 0 | 0 | 0 | 4.98 | 4.98 |  |  | 4.98 | 0
21.8 | Scheme-8: Revamping of scoop cooling system installed in coal handling plant BTPS. | MERC/CAPEX/MSPGCL/2024-25/0310 | 2024-05-17 | 4.98 | 0 | 0 | 0 | 3.92 | 3.92 |  |  | 3.92 | 0
21.9 | Scheme-9: Retrofitting and Up-gradation of Dewatering system in CHP-BTPS. | MERC/CAPEX/MSPGCL/2024-25/0310 | 2024-05-17 | 3.92 | 0 | 0 | 0 | 9.01 | 9.01 |  |  | 9.01 | 0
0 | IDC | 0 | - | 0 | 0 | 0 | 0 | 0.53 | 0.53 |  |  | 0.53 | 0
0 | Asset Transfer from Projects | 0 | - | 0 | 0 | 0 | 0 | 0 | 0 |  |  | 0 | 0
0 | SP Busduct Unit 4&5 | 0 | - | 0 | 0.30072 | 0.30072 | 0 | 0 | 0 |  |  | 0 | 0
0 | ESP,ID,FD,PA Fans &Other Boiler Auxiliaries | 0 | - | 0 | 1.0283 | 1.0283 | 0 | 0 | 0 |  |  | 0 | 0
0 | (ii) DPR Yet to be Submitted to MERC | 0 | - | 0 | 0 | 0 | 0 | 0 | 0 |  |  | 0 | 0
0 | FY 2025-26 | 0 | - | 0 | 0 | 0 | 0 | 0 | 0 |  |  | 0 | 0
1 | Up gradation of coal mill reject system, Procurement of Air heater baskets & spare Air heater gearbox at 2X500MW, Bhusawal TPS | 0 | - | 0 | 31.75 | 0 | 31.75 | 0 | 0 |  |  | 0 | 31.75
1.1 | Work of Capacity enhancement, Engineering, modification, upgradation including spares and consumables and complete commissioning including operation and comprehensive maintenance for 12 months for coal mill reject handling system in Unit-4&5, 2X500MW, BTPS, Bhusawal | 0 | - | 0 | 15.05 | 15.05 | 0 | 0 | 0 |  |  | 0 | 0
1.2 | Procurement of assembly of baskets & seals for Air Preheater of type 31.5 VIM 2000 (72° PA), in Unit-5 2x500MW, BTPS Bhusawal | 0 | - | 0 | 7.45 | 7.45 | 0 | 0 | 0 |  |  | 0 | 0
1.3 | Procurement of APH Gearbox to improve availability and performance of Air preheaters at 2 x 500 MW Units, BTPS, Bhusawal. | 0 | - | 0 | 9.25 | 9.25 | 0 | 0 | 0 |  |  | 0 | 0
2 | Boiler Reliability & Availability improvement at 2x500MW, Bhusawal TPS. | 0 | - | 0 | 83.63 | 0 | 83.63 | 0 | 0 |  |  | 0 | 83.63
2.1 | Procurement & Replacement Of LTSH Coils for Unit - 4 & 5 (500MW) TPS, Bhusawal. | 0 | - | 0 | 19.11 | 19.11 | 0 | 0 | 0 |  |  | 0 | 0
2.2 | Procurement & Replacement Of Economiser Coils For Unit - 4 & 5 (500MW) TPS, Bhusawal | 0 | - | 0 | 47.6 | 47.6 | 0 | 0 | 0 |  |  | 0 | 0
2.3 | Procurement of assembly of APH Baskets Unit-4 | 0 | - | 0 | 7.55 | 7.55 | 0 | 0 | 0 |  |  | 0 | 0
2.4 | Procurement of APH Gearbox Unit-4&5 | 0 | - | 0 | 9.37 | 9.37 | 0 | 0 | 0 |  |  | 0 | 0
3 | Various Turbine side reliability improvement schemes at 2x500MW, BTPS | 0 | - | 0 | 41.4 | 0 | 41.4 | 0 | 0 |  |  | 0 | 41.4
3.1 | Reliability improvement of Atlas copco make (mode -ZR -500) | 0 | - | 0 | 2.4 | 2.4 | 0 | 0 | 0 |  |  | 0 | 0
3.2 | Reliability improvement of HPCV Valve with procurment cone assy | 0 | - | 0 | 2 | 2 | 0 | 0 | 0 |  |  | 0 | 0
3.3 | Reliability improvement of Alfa Laval make Portable COP | 0 | - | 0 | 3 | 3 | 0 | 0 | 0 |  |  | 0 | 0
3.4 | Reliability improvement of Seal Oil System with procurement of various U Seal rings | 0 | - | 0 | 2 | 2 | 0 | 0 | 0 |  |  | 0 | 0
3.5 | Reliability improvement of Unit-4 & 5 NDCT with replacement of PVC fills and allied work | 0 | - | 0 | 30 | 30 | 0 | 0 | 0 |  |  | 0 | 0
3.6 | Upgradation of Chiller plant, GEHO pump house & OLTC PLC system. | 0 | - | 0 | 2 | 2 | 0 | 0 | 0 |  |  | 0 | 0
4 | IB recommended scheme related (Civil and Electrical) | 0 | - | 0 | 10.76 | 0 | 10.76 | 0 | 0 |  |  | 0 | 10.76
4.1 | Work of fabricating and erecting structural steel watch tower (10 Nos.) in major store, plant area, ash pipe line and ash bund area at BTPS, Deepnagar. | 0 | - | 0 | 0.86 | 0.86 | 0 | 0 | 0 |  |  | 0 | 0
4.2 | Work of construction of ladies frisking room for security section and visitors room near factory gate and providing at 2x500MW, BTPS, Deepnagar. | 0 | - | 0 | 0.43 | 0.43 | 0 | 0 | 0 |  |  | 0 | 0
4.3 | Work of dismantling and construction old weathered UCR compound wall on bhogawati riverside in 2x500 MW at BTPS. | 0 | - | 0 | 3.29 | 3.29 | 0 | 0 | 0 |  |  | 0 | 0
4.4 | Construcion of RCC comppund wall from remote silo to pimpri sekam railway siding cabin at BTPS | 0 | - | 0 | 2.02 | 2.02 | 0 | 0 | 0 |  |  | 0 | 0
4.5 | Installation of Highmast towers | 0 | - | 0 | 4.16 | 4.16 | 0 | 0 | 0 |  |  | 0 | 0
0 | FY 2026-27 | 0 | - | 0 | 0 | 0 | 0 | 0 | 0 |  |  | 0 | 0
1 | Coal Mill Performance Improvement and Life Enhancement of BHEL Make XRP-1043 Coal Mills in 2x500 MW BTPS. | 0 | - | 0 | 0 | 0 | 0 | 0 | 0 |  |  | 0 | 0
1.1 | Coal Mill Performance Improvement and Life Enhancement of BHEL Make XRP-1043 Coal Mills in 2x500 MW BTPS. | 0 | - | 0 | 0 | 0 | 0 | 50 | 50 |  |  | 50 | 0
2 | Upgradation of Coal feeder weighing system and revamping of Boiler side pneumatic dampers system of Hot air, cold air, FD,PA and burner tilt at Bhusawal TPS 2x500W | 0 | - | 0 | 0 | 0 | 0 | 0 | 0 |  |  | 0 | 0
2.1 | Upgradation of Coal feeder weighing system at Bhusawal TPS 2x500W | 0 | - | 0 | 0 | 0 | 0 | 11.42 | 11.42 |  |  | 11.42 | 0
2.2 | Up-gradation of carbon monoxide analyzer in flue gas installed | 0 | - | 0 | 0 | 0 | 0 | 2.16 | 2.16 |  |  | 2.16 | 0
2.3 | Up- Gradation of condition monitoring & analysis system for TSI of Main Turbine , TDBFP & BOP System 2x500 MW BTPS. | 0 | - | 0 | 0 | 0 | 0 | 13.2 | 13.2 |  |  | 13.2 | 0
2.5 | Revamping of Boiler side pneumatic dampers system of Hot air, cold air, FD,PA and burner tilt at BTPS 2X500MW | 0 | - | 0 | 0 | 0 | 0 | 6 | 6 |  |  | 6 | 0
2.6 | Procurement of various high pressure valves at 2x500 MW. | 0 | - | 0 | 0 | 0 | 0 | 2.22 | 2.22 |  |  | 2.22 | 0
3 | Schemes for Turbine side auxiliaries systems Performance & efficiency improvement schemes at 2X500MW, Bhusawal TPS | 0 | - | 0 | 0 | 0 | 0 | 0 | 0 |  |  | 0 | 0
3.1 | Procurement of BFP Booster Pump (FA-1B-75) complete assembly (04 Nos) at 500MW BTPS, Bhusawal. | 0 | - | 0 | 0 | 0 | 0 | 3.16 | 3.16 |  |  | 3.16 | 0
3.2 | Procurement of Vacuum Pump complete assembly with recirculation Pump (01 No) and Impeller assembly (2 Nos) at 500MW BTPS, Bhusawal. | 0 | - | 0 | 0 | 0 | 0 | 5.2 | 5.2 |  |  | 5.2 | 0
3.3 | Revamping, modification of outdoor ducting of Air ventilation system at 2x500MW BTPS, Bhusawal. | 0 | - | 0 | 0 | 0 | 0 | 8.72 | 8.72 |  |  | 8.72 | 0
3.4 | Performance improvement of compressors | 0 | - | 0 | 0 | 0 | 0 | 12.99 | 12.99 |  |  | 12.99 | 0
3.5 | Centralized Water Management System at BTPS, Deepnagar, Bhusawal | 0 | - | 0 | 0 | 0 | 0 | 2.29 | 2.29 |  |  | 2.29 | 0
3.6 | Revamping and upgradation of Forbes Marshal make Steam & Water Analysis System Installed at 2x500MW BTPS. | 0 | - | 0 | 0 | 0 | 0 | 10.11 | 10.11 |  |  | 10.11 | 0
4 | Implementation of flexible operation solutions for technical minimum operation of 2x500MW, BTPS. | 0 | - | 0 | 0 | 0 | 0 | 0 | 0 |  |  | 0 | 0
4.1 | Implementation of flexible operation solutions for technical minimum operation of 2x500MW, BTPS. | 0 | - | 0 | 0 | 0 | 0 | 50 | 50 |  |  | 50 | 0
0 | FY 2027-28 | 0 | - | 0 | 0 | 0 | 0 | 0 | 0 |  |  | 0 | 0
1 | Supply,Installation and commissioning of Boiler performance and reliability improvement schemes at BTPS 2x500MW. | 0 | - | 0 | 0 | 0 | 0 | 0 | 0 |  |  | 0 | 0
1.1 | Procurement of M/s Torishima, Japan make, 350 KW, 6.6KV, Boiler Circulating Water (BCW) Pump Motors at BTPS 2x500MW. | 0 | - | 0 | 0 | 0 | 0 | 0 | 0 |  |  | 0 | 0
1.2 | Installation commissioning of Online DC Earth fault monitoring system at 220V DCDB at 500MW U-4&5. | 0 | - | 0 | 0 | 0 | 0 | 0 | 0 |  |  | 0 | 0
1.3 | Design, supply, erection, comms. Of ID VFD & AHP transformers for 2x500MW BTPS. | 0 | - | 0 | 0 | 0 | 0 | 0 | 0 |  |  | 0 | 0
1.4 | Design,supply,installation and commissioning of Energy efficient System for illumination at BTPS 2x500MW. | 0 | - | 0 | 0 | 0 | 0 | 0 | 0 |  |  | 0 | 0
1.5 | Procurement of Main Gear unit assembly of electrical Actuators in 2x500MW BTPS | 0 | - | 0 | 0 | 0 | 0 | 0 | 0 |  |  | 0 | 0
1.6 | Supply, erection, commissioning & site testing of 360V, 750 AH Station UPS Battery Sets along with accessories for Unit No.5 at BTPS 2x500MW. | 0 | - | 0 | 0 | 0 | 0 | 0 | 0 |  |  | 0 | 0
1.7 | Upgradation of EWLI system at Bhusawal TPS 2x500W | 0 | - | 0 | 0 | 0 | 0 | 0 | 0 |  |  | 0 | 0
2 | Performance improvement of Bottom ash evacualtion system to reduce auxillary power consumption, water consumption & environmental pollution at 2X500MW, Bhusawal TPS | 0 | - | 0 | 0 | 0 | 0 | 0 | 0 |  |  | 0 | 0
2.1 | Modification of latest design AR 200/550 Ash slurry pump assembly including auxillaries at AHP, 2x500MW, BTPS. | 0 | - | 0 | 0 | 0 | 0 | 0 | 0 |  |  | 0 | 0
2.2 | Modification of single roll reversible clinker grinder system at AHP, 2x500MW, BTPS | 0 | - | 0 | 0 | 0 | 0 | 0 | 0 |  |  | 0 | 0
2.3 | Modification of bottom ash & coarse ash slurry pipe line disposal system at AHP 2X500 MW BTPS | 0 | - | 0 | 0 | 0 | 0 | 0 | 0 |  |  | 0 | 0
3 | Boiler Reliability & Availability improvement at 2x500MW, Bhusawal TPS. | 0 | - | 0 | 0 | 0 | 0 | 0 | 0 |  |  | 0 | 0
3.1 | Procurement of Boiler Coils (CRH &HRH) at 2x500MW BTPS. | 0 | - | 0 | 0 | 0 | 0 | 0 | 0 |  |  | 0 | 0
3.2 | Procurement of ID fan impeller with shaft at 2x500 MW BTPS. | 0 | - | 0 | 0 | 0 | 0 | 0 | 0 |  |  | 0 | 0
3.3 | Procurement SH,RH,MS outlet valves with actuator and motor at 2x500 MW BTPS. | 0 | - | 0 | 0 | 0 | 0 | 0 | 0 |  |  | 0 | 0
4 | CHP Infrastructure Development Schemes | 0 | - | 0 | 0 | 0 | 0 | 0 | 0 |  |  | 0 | 0
4.1 | Supply, installation and commissioning PLC system on a single platform to match with external aspect & process improvement at CHP 2x500MW BTPS. | 0 | - | 0 | 0 | 0 | 0 | 0 | 0 |  |  | 0 | 0
4.2 | Supply, installation, retrofitting and commissioning of HT breaker at HT Switchgear in CHP 2x500MW BTPS | 0 | - | 0 | 0 | 0 | 0 | 0 | 0 |  |  | 0 | 0
4.3 | Supply, installation, retrofitting and commissioning of LT breaker at LT Switchgear in CHP 2x500MW BTPS. | 0 | - | 0 | 0 | 0 | 0 | 0 | 0 |  |  | 0 | 0
4.4 | Supply, Installation & Commissioning of Magnetic Separators at CHP 2x 500MW BTPS Deepnagar | 0 | - | 0 | 0 | 0 | 0 | 0 | 0 |  |  | 0 | 0
4.5 | Supply, Installation & Commissioning Flameproof lighting at CHP 2x 500MW BTPS Deepnagar | 0 | - | 0 | 0 | 0 | 0 | 0 | 0 |  |  | 0 | 0
4.6 | Supply, Installation & upgradation of HT /LT relay at CHP BTPS. | 0 | - | 0 | 0 | 0 | 0 | 0 | 0 |  |  | 0 | 0
5 | Detail Project report of improvement of Unloading in Coal handling Plant BTPS. | 0 | - | 0 | 0 | 0 | 0 | 0 | 0 |  |  | 0 | 0
5.1 | Procurement of 04 no of locomotives for Coal handling Plant BTPS. | 0 | - | 0 | 0 | 0 | 0 | 0 | 0 |  |  | 0 | 0
5.2 | Design Supply Erection and Comission of Hour glass shape Coal diverting chutes with extra life wear resistant plates in CHP, BTPS. | 0 | - | 0 | 0 | 0 | 0 | 0 | 0 |  |  | 0 | 0
5.3 | Design Supply Erection and Comission of Inverted Y Shape Coal diverting chutes with extra life wear resistant plates in CHP, BTPS. | 0 | - | 0 | 0 | 0 | 0 | 0 | 0 |  |  | 0 | 0
5.4 | Design Supply Erection and Comission of coal diverting chutes with extra life wear resistant plates in CHP BTPS. | 0 | - | 0 | 0 | 0 | 0 | 0 | 0 |  |  | 0 | 0
5.5 | Work of Revamping and structural up-gradation of conveyor 104A&B in Coal Handling Plant-BTPS. | 0 | - | 0 | 0 | 0 | 0 | 0 | 0 |  |  | 0 | 0
6 | Supply and Installation of reliability improvement schemes for HT/LT switchgears and auxilliaries at BTPS 2x500MW. | 0 | - | 0 | 0 | 0 | 0 | 0 | 0 |  |  | 0 | 0
6.1 | Procurement of HT Motors of various ratings at 2x500MW. | 0 | - | 0 | 0 | 0 | 0 | 0 | 0 |  |  | 0 | 0
6.2 | Procurement of Dry type transformers of varoius ratings at 2x500MW. | 0 | - | 0 | 0 | 0 | 0 | 0 | 0 |  |  | 0 | 0
6.3 | Procurement of Inverter and converter trolleys of GEHO Pump at 2x500MW. | 0 | - | 0 | 0 | 0 | 0 | 0 | 0 |  |  | 0 | 0
6.4 | Procurement of Vacuum Contactors of various ratings for HT Switchgears at BTPS 2x500MW. | 0 | - | 0 | 0 | 0 | 0 | 0 | 0 |  |  | 0 | 0
6.5 | Supply, erection, commissioning & site testing of 360V, 750 AH Station UPS Battery Sets along with accessories for Unit No.4 at BTPS 2x500MW’. | 0 | - | 0 | 0 | 0 | 0 | 0 | 0 |  |  | 0 | 0
6.6 | Updragation of Sox-Nox analyzer,PM analyzer, ETP analyzer at BTPS 2X500MW. | 0 | - | 0 | 0 | 0 | 0 | 0 | 0 |  |  | 0 | 0
6.7 | Upgradation of O2 analyzer at BTPS 2X500MW | 0 | - | 0 | 0 | 0 | 0 | 0 | 0 |  |  | 0 | 0
6.8 | Revamping & Upgradation Of Vibration Monitoring Rack From VM7 TO VM7B at BTPS 2X500MW | 0 | - | 0 | 0 | 0 | 0 | 0 | 0 |  |  | 0 | 0
6.9 | Procurement & Installation of High Mast towers in various location in BTPS | 0 | - | 0 | 0 | 0 | 0 | 0 | 0 |  |  | 0 | 0
6.1 | Renovation and Modification of Colony Electric Supply System to improve availability and reliability of supply system at BTPS Colony, Deepnagar | 0 | - | 0 | 0 | 0 | 0 | 0 | 0 |  |  | 0 | 0
6.11 | Work of Overhauling repairs of U-5 350KW BCWP motor of M/s Torishima make at BTPS 2x500MW. | 0 | - | 0 | 0 | 0 | 0 | 0 | 0 |  |  | 0 | 0
0 | FY 2028-29 | 0 | - | 0 | 0 | 0 | 0 | 0 | 0 |  |  | 0 | 0
1 | APH baskets with main drive Gear box and lub oil skids with motor at 2x500MW BTPS | 0 | - | 0 | 0 | 0 | 0 | 0 | 0 |  |  | 0 | 0
1.1 | APH baskets with main drive Gear box and lub oil skids with motor at 2x500MW BTPS | 0 | - | 0 | 0 | 0 | 0 | 0 | 0 |  |  | 0 | 0
2 | Detail Project Report for Design, Engineering, Supply, Installation and commissioning of 1500TPH Stacker cum re-claimer in Coal Handling Plant-BTPS. | 0 | - | 0 | 0 | 0 | 0 | 0 | 0 |  |  | 0 | 0
2.1 | Design, Engineering, Supply, Installation and commissioning of 1500TPH Stacker cum re-claimer in Coal Handling Plant-BTPS. | 0 | - | 0 | 0 | 0 | 0 | 0 | 0 |  |  | 0 | 0
3 | Enhancement of Unloading & Stacking Capacity of CHP. | 0 | - | 0 | 0 | 0 | 0 | 0 | 0 |  |  | 0 | 0
3.1 | Design Supply errection & Comissioning of Open Wagon Tippler along with stacking and reclaiming yard conveyors at CHP stack yard. | 0 | - | 0 | 0 | 0 | 0 | 0 | 0 |  |  | 0 | 0
0 | FY 2029-30 | 0 | - | 0 | 0 | 0 | 0 | 0 | 0 |  |  | 0 | 0
1 | Coal Mill Performance Improvement and Life Enhancement of BHEL Make XRP-1043 Coal Mills in 2x500 MW BTPS. | 0 | - | 0 | 0 | 0 | 0 | 0 | 0 |  |  | 0 | 0
1.1 | Coal Mill Performance Improvement and Life Enhancement of BHEL Make XRP-1043 Coal Mills in 2x500 MW BTPS. | 0 | - | 0 | 0 | 0 | 0 | 0 | 0 |  |  | 0 | 0
2 | Upgradation rail track in CHP -BTPS | 0 | - | 0 | 0 | 0 | 0 | 0 | 0 |  |  | 0 | 0
2.1 | Revamping and Upgradation of rail track from 52KG to 60KG in CHP-BTPS. | 0 | - | 0 | 0 | 0 | 0 | 0 | 0 |  |  | 0 | 0
0 | 0 | 0 | - | 0 | 0 | 0 | 0 | 0 | 0 |  |  | 0 | 0
0 | B) Non-DPR Schemes | 0 | - | 0 | 0 | 0 | 0 | 0 | 0 |  |  | 0 | 0
1 | Contract for modification of Wobbler feeder in CHP-2X500MW | 0 | - | 0 | 1.4733 | 1.4733 | 0 | 0 | 0 |  |  | 0 | 0
2 | Contract for Revamping of Apron Feeder in CHP-2X500MW | 0 | - | 0 | 2.3246 | 2.3246 | 0 | 0 | 0 |  |  | 0 | 0
3 | Procurement of double lip skirt sealing & tracking idler in CHP at 2x500MW, BTPS | 0 | - | 0 | 0.57025 | 0.57025 | 0 | 0 | 0 |  |  | 0 | 0
4 | Supply, erection & commissioning of vibrating feeder in CHP at 2x500MW, BTPS | 0 | - | 0 | 0.57796 | 0.57796 | 0 | 0 | 0 |  |  | 0 | 0
5 | Coal chutes with extra life wear resistance plates in CHP at 2X500MW | 0 | - | 0 | 2.0319 | 2.0319 | 0 | 0 | 0 |  |  | 0 | 0
6 | Epoxy Painting upto all height to structural steel work in main plant boiler side area and CHP area | 0 | - | 0 | 5.8625 | 5.8625 | 0 | 0 | 0 |  |  | 0 | 0
7 | Rectification of Belt feeder & Gravity Take-up in CHP-2X500MW. | 0 | - | 0 | 1.6479 | 1.6479 | 0 | 0 | 0 |  |  | 0 | 0
8 | Coal diverting chutes in CHP at 2X500MW. | 0 | - | 0 | 2.2184 | 2.2184 | 0 | 0 | 0 |  |  | 0 | 0
9 | Supply of Conveyor Pulleys with Ceramic lagging at CHP-2X500MW, BTPS, Bhusawal | 0 | - | 0 | 0.58051 | 0.58051 | 0 | 0 | 0 |  |  | 0 | 0
10 | Non-DPR Project Report for Design, Supply,Erection & Commissioning of High Performance Energy Chain System for Side Arm Charger at 2x500 at CHP | 0 | - | 0 | 1.5015 | 1.5015 | 0 | 0 | 0 |  |  | 0 | 0
11 | Implementation of Energy Conservation Demonstration Project in buildings of BTPS 2x500MW | 0 | - | 0 | 0 | 0 | 0 | 0 | 0 |  |  | 0 | 0
12 | Installation of Fire & Explosion Prevention system at Bhusawal 500MW Unit-4. | 0 | - | 0 | 2.4539 | 2.4539 | 0 | 0 | 0 |  |  | 0 | 0
13 | Fixtures & Fitting (10801) | 0 | - | 0 | 0.21334 | 0.21334 | 0 | 0 | 0 |  |  | 0 | 0
14 | Office equpment (10901) | 0 | - | 0 | 0.22996 | 0.22996 | 0 | 0 | 0 |  |  | 0 | 0
15 | 150 W & 40 W LED FIXTURES AT TG HOUSE BUILDING 2X500MW | 0 | - | 0 | 0.52807 | 0.27807 | 0.25 | 0 | 0 |  |  | 0 | 0.25
16 | JUMBO DEESERT AIR COOLERS FOR POWER TRANSFORERS | 0 | - | 0 | 0.10143 | 0.10143 | 0 | 0 | 0 |  |  | 0 | 0
17 | GEN ASSET (ALMIRAH,TABLE & CHAIR) (10801) | 0 | - | 0 | 0.23454 | 0.23454 | 0 | 0 | 0 |  |  | 0 | 0
18 | LAPTOP, 50 INCH TV,PRINTER,PROJECTOR,DESKTOP,UPS & ETS. (10901) | 0 | - | 0 | 0.55035 | 0.55035 | 0 | 0 | 0 |  |  | 0 | 0
19 | RESTAURANT EQUIP COMPOSTING MACHINE | 0 | - | 0 | 0.05049 | 0.05049 | 0 | 0 | 0 |  |  | 0
20 | OFFICE TABLE,STORGE RACK,FAN | 0 | - | 0 | 0.57869 | 0.57869 | 0 | 0 | 0 |  |  | 0
21 | CAMERAS | 0 | - | 0 | 0.038468 | 0.038468 | 0 | 0 | 0 |  |  | 0
22 | VELHALA ASH BUND RD WORK | 0 | - | 0 | 2.4645 | 2.4645 | 0 | 0 | 0 |  |  | 0
23 | CONCERETE ROAD FROM DIESEL PUMP TO 500MW FACTORY G | 0 | - | 0 | 0.98449 | 0.98449 | 0 | 0 | 0 |  |  | 0
24 | Admin Building | 0 | - | 0 | 0.05175 | 0 | 0.05175 | 0 | 0 |  |  | 0
25 | Furniture & Fixture | 0 | - | 0 | 0.13712 | 0.13712 | 0 | 0 | 0 |  |  | 0
26 | Office Equipment | 0 | - | 0 | 0.14424 | 0.14424 | 0 | 0 | 0 |  |  | 0
27 | Furniture & Fixture | 0 | - | 0 | 0.073968 | 0.073968 | 0 | 0 | 0 |  |  | 0
28 | Office Equipment | 0 | - | 0 | 0.15891 | 0.15891 | 0 | 0 | 0 |  |  | 0
29 | Work of repairs of 350 KW BCWP-4B & BCWP-5B motor of M/s. Torishima make at BTPS 2x500 MW | 0 | - | 0 | 4.8465 | 4.8465 | 0 | 0 | 0 |  |  | 0
30 | ABC Powder Type and Foam Type Composite Fire Extinguisher | 0 | - | 0 | 0.58548 | 0.58548 | 0 | 0 | 0 |  |  | 0
31 | Withdrawal of capex from Project (LD - Passenger Lifts) | 0 | - | 0 | 0 | -0.13899 | 0.13899 | 0 | 0 |  |  | 0
| Total |  |  |  | 1185.8105 | 840.3097 | 345.5008 | 532.6 | 702.43 | 0 | 0 | 702.43 | 175.48
FY 2027-28
a) DPR Schemes
(i) Submitted to MERC
7 | Interconnection of 210 MW CHP to 500 MW CHP through Conveyors BC-02 & BC-03 having capacity of 500 TPH | MERC/CAPEX/20162017/00227 | 2016-05-24 | 24 | 0 | 0 | 0 | 0 | 0 |  |  | 0 | 0 | 0 | 0
7.1 | Interconnection of 210 MW CHP to 500 MW CHP through Conveyors BC-02 & BC-03 having capacity of 500 TPH | MERC/CAPEX/20162017/00227 | 2016-05-24 | 22.73 | 19.1067 | 19.1067 | 0 | 0 | 0 |  |  | 0 | 0 | 0 | 0
0 | IDC | MERC/CAPEX/20162017/00227 | 2016-05-24 | 1.27 | 0 | 0 | 0 | 0 | 0 |  |  | 0 | 0 | 0 | 0
8 | Stack management by procurement of Bulldozer & LOCO and CHP area schemes for performance & unloading improvement | MERC/CAPEX/20162017/01426 | 2017-02-02 | 9.9669 | 0 | 0 | 0 | 0 | 0 |  |  | 0 | 0 | 0 | 0
8.1 | Procurement of Locomotive 800 HP (2 No.’s) | MERC/CAPEX/20162017/01426 | 2017-02-02 | 4.9504 | 4.8261 | 4.8261 | 0 | 0 | 0 |  |  | 0 | 0 | 0 | 0
8.2 | Procurement of 2 No’s of Bulldozer Model D-155(2 No.’s) | MERC/CAPEX/20162017/01426 | 2017-02-02 | 2.562 | 3.4747 | 3.4747 | 0 | 0 | 0 |  |  | 0 | 0 | 0 | 0
8.3 | Modification below primary crusher chutes 15A/B & Conv.02 | MERC/CAPEX/20162017/01426 | 2017-02-02 | 0.42975 | 0.38033 | 0.38033 | 0 | 0 | 0 |  |  | 0 | 0 | 0 | 0
8.4 | New helical gear box for various conveyors | MERC/CAPEX/20162017/01426 | 2017-02-02 | 0.79339 | 0 | 0 | 0 | 0 | 0 |  |  | 0 | 0 | 0 | 0
8.5 | Procurement of Elecon Make Ring Granulator Type TK-09-38B | MERC/CAPEX/20162017/01426 | 2017-02-02 | 0.53719 | 0 | 0 | 0 | 0 | 0 |  |  | 0 | 0 | 0 | 0
8.6 | Procurement of Elecon Make Ring Granulator Type TK6 32B Ring Granulator | MERC/CAPEX/20162017/01426 | 2017-02-02 | 0.33884 | 0 | 0 | 0 | 0 | 0 |  |  | 0 | 0 | 0 | 0
0 | IDC | MERC/CAPEX/20162017/01426 | 2017-02-02 | 0.35537 | 0 | 0 | 0 | 0 | 0 |  |  | 0 | 0 | 0 | 0
9 | Construction of 1st raising of Ash bund from T.B.L. 258M to 264M at Bhusawal TPS | MERC/CAPEX/20172018/4267 | 2017-09-28 | 64.22 | 0 | 0 | 0 | 0 | 0 |  |  | 0 | 0 | 0 | 0
9.1 | Construction of 1st raising of Ash bund from T.B.L. 258M to 264M at Bhusawal TPS | MERC/CAPEX/20172018/4267 | 2017-09-28 | 64.22 | 64.4982 | 64.4982 | 0 | 0 | 0 |  |  | 0 | 0 | 0 | 0
10 | Augmentation of Ash Evacuation System & Procurement of BCW Pump Motors at Bhusawal & Khaperkheda TPS 500 MW Units | MERC/CAPEX/20172018/4782 | 2017-11-28 | 17.44 | 0 | 0 | 0 | 0 | 0 |  |  | 0 | 0 | 0 | 0
10.1 | Installation of standby Buffer Hopper parallel to existing pair of buffer hoppers | MERC/CAPEX/20172018/4782 | 2017-11-28 | 11.5 | 0 | 0 | 0 | 0 | 0 |  |  | 0 | 0 | 0 | 0
10.2 | Installation of additional vacuum pump for every two passes, near to intermediate hopper. | MERC/CAPEX/20172018/4782 | 2017-11-28 | 0.6 | 0 | 0 | 0 | 0 | 0 |  |  | 0 | 0 | 0 | 0
10.3 | Procurement of 02 Nos of M/s Torishima, Japan make, 350 KW, 6.6KV, Boiler Circulating Water (BCW) Pump Motors (without pump casing) with 02 lots of recommended Electrical & C&I spares for Bhusawal and Khaparkheda TPS 500MW. | MERC/CAPEX/20172018/4782 | 2017-11-28 | 4.24 | 4.6696 | 4.6696 | 0 | 0 | 0 |  |  | 0 | 0 | 0 | 0
10.4 | Procurement of complete ACVF drive module comprising of 2 Nos. of Supply and 3 Nos. of Inverter modules for GEHO pumps | MERC/CAPEX/20172018/4782 | 2017-11-28 | 0.95 | 0.92864 | 0.92864 | 0 | 0 | 0 |  |  | 0 | 0 | 0 | 0
10.5 | Supply, erection and commissioning of 24VDC, 100A Float & Float cum Boost Battery Charger with 325Ah Battery Bank for CWPH at BTPS 2x500 MW. | MERC/CAPEX/20172018/4782 | 2017-11-28 | 0.15 | 0.15788 | 0.15788 | 0 | 0 | 0 |  |  | 0 | 0 | 0 | 0
0 | IDC | MERC/CAPEX/20172018/4782 | 2017-11-28 | 0 | 0 | 0 | 0 | 0 | 0 |  |  | 0 | 0 | 0 | 0
11 | Various schemes for renovation of colony at Bhusawal TPS | MERC/CAPEX/20172018/0221 | 2018-02-12 | 19.3341 | 0 | 0 | 0 | 0 | 0 |  |  | 0 | 0 | 0 | 0
11.1 | Renovation of staff quarters & related work at BTPS Deepnagar | MERC/CAPEX/20172018/0221 | 2018-02-12 | 7.021 | 5.4584 | 5.4584 | 0 | 0 | 0 |  |  | 0 | 0 | 0 | 0
11.2 | Colony Internal Roads at BTPS, Deepnagar | MERC/CAPEX/20172018/0221 | 2018-02-12 | 3.85 | 3.2501 | 3.2514 | -0.001329 | 0 | 0 |  |  | 0 | -0.001329 | 0 | 0
11.3 | Water supply , sanitary & drainage works at BTPS, Deepnagar | MERC/CAPEX/20172018/0221 | 2018-02-12 | 7.3 | 5.8361 | 5.8109 | 0.025229 | 0 | 0 |  |  | 0 | 0.025229 | 0 | 0
11.4 | Plinth protection to existing buildings at BTPS, Deepnagar | MERC/CAPEX/20172018/0221 | 2018-02-12 | 1.1631 | 0.91823 | 0.91823 | -2.2e-08 | 0 | 0 |  |  | 0 | -2.2e-08 | 0 | 0
12 | Pipeline from River Water Pump House (RWPH) to aquaduct over Bhogawati River and Other allied power house road works under DPR scheme at BTPS, Bhusawal | MERC/CAPEX/2018-2019/0104 | 2019-04-04 | 13.1172 | 0 | 0 | 0 | 0 | 0 |  |  | 0 | 0 | 0 | 0
12.1 | Providing supplying laying, jointing, testing and commissioning of 1650 mm Ø ID 8 mm thick M.S. pipeline for raw water supply from RWPH to aquaduct over Bhogawati river at, BTPS, Bhusawal. | MERC/CAPEX/2018-2019/0104 | 2019-04-04 | 7.257 | 0 | 0 | 0 | 0 | 0 |  |  | 0 | 0 | 0 | 0
12.2 | Construction of WBM and Bituminous road along inlet & outlet canals and concreate road along periphery of Major store at BTPS, Bhusawal. | MERC/CAPEX/2018-2019/0104 | 2019-04-04 | 4.22 | 3.8305 | 3.8305 | -2.7e-08 | 0 | 0 |  |  | 0 | -2.7e-08 | 0 | 0
12.3 | Work of construction of self-supporting steel roofing system for a major store godown shed of span 25M at BTPS, Deepnagar. | MERC/CAPEX/2018-2019/0104 | 2019-04-04 | 1.6402 | 0.27 | 1.6376 | -1.3676 | 0 | 0 |  |  | 0 | -1.3676 | 0 | 0
0 | IDC | MERC/CAPEX/2018-2019/0104 | 2019-04-04 | 0 | 0.14918 | 0.14918 | 0 | 0 | 0 |  |  | 0 | 0 | 0 | 0
13 | Supply, erection, commissioning & site testing of 220 V, 2035 AH, Station Battery Sets (4 Nos.) and 24 V, 2250 AH, SG/TG & BOP Battery Sets (8 Nos.) for U# 4 & 5 along with accessories at 2 x 500 MW BTPS, Bhusawal | MERC/CAPEX/2017-2018/1226 | 2018-08-10 | 11.59 | 0 | 0 | 0 | 0 | 0 |  |  | 0 | 0 | 0 | 0
13.1 | Supply, erection, commissioning & site testing of 220V, 2035 AH Station Battery Sets (02 Nos.) and 24V, 2250AH, SG/TG & BOP Battery Set (04 Nos.) along with accessories for Unit No.5 at BTPS 2x500MW. | MERC/CAPEX/2017-2018/1226 | 2018-08-10 | 5.795 | 6.374 | 6.374 | 0 | 0 | 0 |  |  | 0 | 0 | 0 | 0
13.2 | Supply, erection, commissioning & site testing of 220V, 2035 AH Station Battery Sets (02 Nos.) and 24V, 2250AH, SG/TG & BOP Battery Set (04 Nos.) along with accessories for Unit No.4 at BTPS 2x500MW. | MERC/CAPEX/2017-2018/1226 | 2018-08-10 | 5.795 | 6.3227 | 6.3227 | 0 | 0 | 0 |  |  | 0 | 0 | 0 | 0
15 | Flue Gas Desulphurization (FGD) System for 500 MW Units (Total 8 Nos) of MSPGCL | MERC/CAPEX/2020-2021/WFH/SBR/45 | 2021-02-05 | 869.5 | 0 | 0 | 0 | 0 | 0 |  |  | 0 | 0 | 0 | 0
15.1 | Flue Gas Desulphurization (FGD) System for Bhusawal Unit 4-5 | MERC/CAPEX/2020-2021/WFH/SBR/45 | 2021-02-05 | 830.4 | 849.16 | 849.16 | 0 | 0 | 424.58 |  |  | 424.58 | -424.58 | 0 | 424.58
0 | IDC | MERC/CAPEX/2020-2021/WFH/SBR/45 | 2021-02-05 | 39.1 | 0 | 0 | 0 | 0 | 0 |  |  | 0 | 0 | 0 | 0
16 | Procurement of two BFP Cartridges & one rotor of Turbine driven BFP & at 500MW BTPS, Bhusawal | MERC/CAPEX/2020-2021/WFO/SBR/49 | 2021-03-08 | 10.52 | 0 | 0 | 0 | 0 | 0 |  |  | 0 | 0 | 0 | 0
16.1 | Procurement of two BFP Cartridges at 500MW BTPS, Bhusawal | MERC/CAPEX/2020-2021/WFO/SBR/49 | 2021-03-08 | 3.84 | 2.24 | 2.24 | 0 | 0 | 0 |  |  | 0 | 0 | 0 | 0
16.2 | Procurement of one rotor of Turbine driven BFP at 500MW BTPS, Bhusawal | MERC/CAPEX/2020-2021/WFO/SBR/49 | 2021-03-08 | 6.46 | 7.6136 | 7.6136 | 0 | 0 | 0 |  |  | 0 | 0 | 0 | 0
0 | IDC | MERC/CAPEX/2020-2021/WFO/SBR/49 | 2021-03-08 | 0.22 | 0 | 0 | 0 | 0 | 0 |  |  | 0 | 0 | 0 | 0
17 | CHP Improvement Schemes at 2X500MW, BTPS, Bhusawal | MERC/CAPEX/2020-2021/WFH/SBR/09 | 2021-06-10 | 21.22 | 0 | 0 | 0 | 0 | 0 |  |  | 0 | 0 | 0 | 0
17.1 | Revamping of Apron Feeder in CHP at 2X500MW, BTPS | MERC/CAPEX/2020-2021/WFH/SBR/09 | 2021-06-10 | 4.67 | 4.6492 | 4.6492 | 0 | 0 | 0 |  |  | 0 | 0 | 0 | 0
17.2 | Design, engineering, manufacturing, supply, Erection and commissioning of short conveyor from stack yard to belt feeder 112 in CHP 2x500MW BTPS. | MERC/CAPEX/2020-2021/WFH/SBR/09 | 2021-06-10 | 3.53 | 3.9648 | 3.9648 | 0 | 0 | 0 |  |  | 0 | 0 | 0 | 0
17.3 | Design, engineering, manufacturing, supply, Erection and commissioning of stone grappler at Wagon Tippler No.3 in CHP 2x500MW BTPS. | MERC/CAPEX/2020-2021/WFH/SBR/09 | 2021-06-10 | 0.84 | 0.84 | 0.84 | 0 | 0 | 0 |  |  | 0 | 0 | 0 | 0
17.4 | Procurement of suspended magnets in CHP 2x500MW BTPS. | MERC/CAPEX/2020-2021/WFH/SBR/09 | 2021-06-10 | 2.95 | 2.947 | 2.947 | 0 | 0 | 0 |  |  | 0 | 0 | 0 | 0
17.5 | Supply, Erection And Commissioning of Electro-Mechanical Drive to Apron Feeder at CHP 500MW | MERC/CAPEX/2020-2021/WFH/SBR/09 | 2021-06-10 | 7.57 | 7.57 | 0 | 7.57 | 0 | 0 |  |  | 0 | 7.57 | 0 | 0
0 | IDC | MERC/CAPEX/2020-2021/WFH/SBR/09 | 2021-06-10 | 1.66 | 0.067524 | 0.067524 | 0 | 0 | 0 |  |  | 0 | 0 | 0 | 0
HO DPR 6 | Supply, Installation, Commissioning and Operation & Maintenance Services of Continuous Ambient Air Quality Monitoring Stations (CAAQMS) at various TPS | MERC/CAPEX/20162017/00423 | 2016-08-03 | 3.9773 | 0 | 0 | 0 | 0 | 0 |  |  | 0 | 0 | 0 | 0
1 | Bhusawal: Unit 4-5 (3 Nos.) | MERC/CAPEX/20162017/00423 | 2016-08-03 | 3.9773 | 1.9468 | 1.9458 | 0.001 | 0 | 0 |  |  | 0 | 0.001 | 0 | 0
HO DPR 7 | Installation of Real Time Online Coal-Ash Analyzer at various TPS | MERC/CAPEX/20162017/00774 | 2016-09-30 | 4.0552 | 0 | 0 | 0 | 0 | 0 |  |  | 0 | 0 | 0 | 0
1 | Bhusawal: Unit 4-5 | MERC/CAPEX/20162017/00774 | 2016-09-30 | 4.0552 | 0 | 0 | 0 | 0 | 0 |  |  | 0 | 0 | 0 | 0
HO DPR 8 | Replacement of Fire Tenders at Various Power Stations of Mahagenco | MERC/CAPEX/20172018/4653 | 2017-11-13 | 3.95 | 0 | 0 | 0 | 0 | 0 |  |  | 0 | 0 | 0 | 0
1 | Advance Multipurpose Fire Tender for BTPS 4-5 | MERC/CAPEX/20172018/4653 | 2017-11-13 | 1.45 | 1.7765 | 1.7765 | 0 | 0 | 0 |  |  | 0 | 0 | 0 | 0
2 | Normal Multipurpose Fire Tender for BTPS 4-5 | MERC/CAPEX/20172018/4653 | 2017-11-13 | 2.5 | 2.1847 | 2.1847 | 0 | 0 | 0 |  |  | 0 | 0 | 0 | 0
0 | IDC | MERC/CAPEX/20172018/4653 | 2017-11-13 | 0 | 0 | 0 | 0 | 0 | 0 |  |  | 0 | 0 | 0 | 0
HO DPR 10 | Implementation of IB recommendations- Civil works at various TPS of Mahagenco | MERC/CAPEX/20172018/0177 | 2018-02-06 | 10.0654 | 0 | 0 | 0 | 0 | 0 |  |  | 0 | 0 | 0 | 0
1 | Bhusawal: Unit 4-5 | MERC/CAPEX/20172018/0177 | 2018-02-06 | 10.0654 | 9.1854 | 9.1837 | 0.0017614 | 0 | 0 |  |  | 0 | 0.0017614 | 0 | 0
18 | Procurement of assembly of baskets for Air Pre-heater of type 31.5 VIM 2000 (72° PA), Replacement of thermal insulation of Boiler, Ducts & Steam Pipelines and Coal Mill Gear Box in 2x500MW at BTPS, Bhusawal | MERC/CAPEX/2021-2022/ SBR/ 15 | 2021-09-22 | 14.96 | 0 | 0 | 0 | 0 | 0 |  |  | 0 | 0 | 0 | 0
18.1 | Procurement of assembly of baskets for Air Preheater of type 31.5 VIM 2000 (72° PA) for Unit-4&5 | MERC/CAPEX/2021-2022/ SBR/ 15 | 2021-09-22 | 5.53 | 8.411 | 8.411 | 0 | 0 | 0 |  |  | 0 | 0 | 0 | 0
18.2 | Replacement of thermal insulation of Boiler, Ducts & Steam Pipelines along with supply | MERC/CAPEX/2021-2022/ SBR/ 15 | 2021-09-22 | 3.52 | 3.52 | 2 | 1.52 | 0 | 0 |  |  | 0 | 1.52 | 0 | 0
18.3 | Supply of XRP-1043 coal mill gearbox spares in unit-4&5. | MERC/CAPEX/2021-2022/ SBR/ 15 | 2021-09-22 | 5.39 | 3.7044 | 3.7044 | -2.6e-08 | 0 | 0 |  |  | 0 | -2.6e-08 | 0 | 0
0 | IDC | MERC/CAPEX/2021-2022/ SBR/ 15 | 2021-09-22 | 0.52 | 0 | 0 | 0 | 0 | 0 |  |  | 0 | 0 | 0 | 0
19 | Up-gradation of Operating System of Max DNA DCS, GE Fanuc PLC system & Schneider PLC system & Procurement of Critical Insurance spares for PA and FD fans System at 2 x 500 MW Units BTPS Bhusawal | MERC/CAPEX/2023-2024/0178 | 2024-03-11 | 31.05 | 0 | 0 | 0 | 0 | 0 |  |  | 0 | 0 | 0 | 0
19.1 | Up-gradation of Existing MaxDNA System (HMI) at 500MW BTPS, Bhusawal | MERC/CAPEX/2023-2024/0178 | 2024-03-11 | 8.69 | 8.69 | 8.69 | 0 | 0 | 0 |  |  | 0 | 0 | 0 | 0
19.2 | Up-gradation of GE IP (GE-Fanuc) make PLC system (HMI) installed at AHP, CPU plant, FOPH, FWPH and Mill Reject system at 2x500MW BTPS, Bhusawal. | MERC/CAPEX/2023-2024/0178 | 2024-03-11 | 1.35 | 1.2948 | 1.3538 | -0.059 | 0 | 0 |  |  | 0 | -0.059 | 0 | 0
19.3 | Up-gradation of Schneider PLC System at 2x500MW, BTPS, Bhusawal | MERC/CAPEX/2023-2024/0178 | 2024-03-11 | 2.33 | 2.3093 | 2.3093 | 0 | 0 | 0 |  |  | 0 | 0 | 0 | 0
19.4 | Procurement of Rotor assembly with blade set for PA and FD fan at 2 X 500 MW BTPS Bhusawal | MERC/CAPEX/2023-2024/0178 | 2024-03-11 | 18.18 | 16.16 | 16.16 | 0 | 0 | 0 |  |  | 0 | 0 | 0 | 0
0 | IDC | MERC/CAPEX/2023-2024/0178 | 2024-03-11 | 0.5 | 0.5 | 0.5 | 0 | 0 | 0 |  |  | 0 | 0 | 0 | 0
HO DPR 13 | Construction of new Administrative Building for Mahagenco at Vidyut Bhawan, Katol Road, Nagpur | MERC/CAPEX/2021-2022/MSPGCL/063 | 2022-02-12 | 57 | 0 | 0 | 0 | 0 | 0 |  |  | 0 | 0 | 0 | 0
1 | Construction of new Administrative Building for Mahagenco at Vidyut Bhawan, Katol Road, Nagpur | MERC/CAPEX/2021-2022/MSPGCL/063 | 2022-02-12 | 54.24 | 0 | 0 | 0 | 0 | 0 |  |  | 0 | 0 | 0 | 0
0 | IDC | MERC/CAPEX/2021-2022/MSPGCL/063 | 2022-02-12 | 2.76 | 0 | 0 | 0 | 0 | 0 |  |  | 0 | 0 | 0 | 0
HO DPR 16 | Centralized Monitoring Solution | MERC/CAPEX/MSPGCL/2023-24/0576 | 2023-11-02 | 69.309 | 0 | 0 | 0 | 0 | 0 |  |  | 0 | 0 | 0 | 0
1 | Centralized Monitoring Solution | MERC/CAPEX/MSPGCL/2023-24/0576 | 2023-11-02 | 66.009 | 0 | 0 | 0 | 0 | 0 |  |  | 0 | 0 | 0 | 0
0 | IDC | MERC/CAPEX/MSPGCL/2023-24/0576 | 2023-11-02 | 3.3 | 0 | 0 | 0 | 0 | 0 |  |  | 0 | 0 | 0 | 0
20 | Improvement of Loadability and Availability of Coal Handling Plant at BTPS, Bhusawal | MERC/CAPEX/MSPGCL/2024-25/0309 | 2024-05-17 | 0 | 0 | 0 | 0 | 0 | 0 |  |  | 0 | 0 | 0 | 0
20.1 | Scheme-1:-Design Engineering, Supply, Erection, commissioning, Extension of travel Length & Capacity Enhancement of coal yard with additional drive system of stacker reclaimer conveyor No. 110 at in coal handling Plant BTPS. | MERC/CAPEX/MSPGCL/2024-25/0309 | 2024-05-17 | 14.27 | 14.27 | 14.27 | 0 | 0 | 0 |  |  | 0 | 0
20.2 | Scheme-2:-Design, Engineering, Rectification, Erection & Commissioning of Z point at Conveyor 108A & B at CHP-500MW. | MERC/CAPEX/MSPGCL/2024-25/0309 | 2024-05-17 | 8.18 | 8.18 | 8.18 | 0 | 0 | 0 |  |  | 0 | 0
20.3 | Scheme-3:-Design, Engineering and provision of material lifting arrangement for crusher floor, wobbler feeder & C-105 floor In CHP BTPS. | MERC/CAPEX/MSPGCL/2024-25/0309 | 2024-05-17 | 1.88 | 1.88 | 1.88 | 0 | 0 | 0 |  |  | 0 | 0
20.4 | Scheme-4:-Structural up-gradation and rehabilitation of reversible yard conveyor in coal handling plant. | MERC/CAPEX/MSPGCL/2024-25/0309 | 2024-05-17 | 4.21 | 4.21 | 4.21 | 0 | 0 | 0 |  |  | 0 | 0
20.5 | Scheme-5:-Design, Engineering, Erection and commissioning of Receiving and discharge chutes of wobbler feeders in CHP BTPS. | MERC/CAPEX/MSPGCL/2024-25/0309 | 2024-05-17 | 6.25 | 6.25 | 6.25 | 0 | 0 | 0 |  |  | 0 | 0
20.6 | Scheme-6: Procurement of 3 Nos. of Bulldozers at BTPS, Bhusawal. | MERC/CAPEX/MSPGCL/2024-25/0309 | 2024-05-17 | 7.35 | 7.35 | 7.35 | 0 | 0 | 0 |  |  | 0 | 0
0 | IDC | 0 | - | 0 | 0.42 | 0.42 | 0 | 0 | 0 |  |  | 0 | 0
21 | Performance Improvement of Coal Handling Plant at BTPS-U4 & 5, Bhusawal | MERC/CAPEX/MSPGCL/2024-25/0310 | - | 0 | 0 | 0 | 0 | 0 | 0 |  |  | 0 | 0
21.1 | Scheme-1: Revamping, Modification of Gravity take-up and Drive Augmentation of Bunkering conveyor in CHP BTPS | MERC/CAPEX/MSPGCL/2024-25/0310 | 2024-05-17 | 11.35 | 11.35 | 11.35 | 0 | 0 | 0 |  |  | 0 | 0
21.2 | Scheme-2: Revamping of coal diverting chutes in CHP 2x500 MW BTPS | MERC/CAPEX/MSPGCL/2024-25/0310 | 2024-05-17 | 5.73 | 5.73 | 5.73 | 0 | 0 | 0 |  |  | 0 | 0
21.3 | Scheme-3: Revamping and structural augmentation of Reversible feeder conveyors in CHP-BTPS. | MERC/CAPEX/MSPGCL/2024-25/0310 | 2024-05-17 | 1.77 | 3.52 | 3.52 | 0 | 0 | 0 |  |  | 0 | 0
21.4 | Scheme-4: Revamping and up-gradation of air & ventilation system in Coal Handling Plant-BTPS. | MERC/CAPEX/MSPGCL/2024-25/0310 | 2024-05-17 | 9.01 | 3.85 | 3.85 | 0 | 0 | 0 |  |  | 0 | 0
21.5 | Scheme-5: Revamping, Structural & drive up-gradation of conveyor-111 in CHP-BTPS. | MERC/CAPEX/MSPGCL/2024-25/0310 | 2024-05-17 | 3.85 | 8.62 | 8.62 | 0 | 0 | 0 |  |  | 0 | 0
21.6 | Scheme-6: Revamping and structural up-gradation of conveyor system in tunnel area in Coal Handling Plant-BTPS. | MERC/CAPEX/MSPGCL/2024-25/0310 | 2024-05-17 | 8.62 | 8.06 | 8.06 | 0 | 0 | 0 |  |  | 0 | 0
21.7 | Scheme-7: Erection & Commissioning of Travelling type coal chutes in CHP BTPS. | MERC/CAPEX/MSPGCL/2024-25/0310 | 2024-05-17 | 8.06 | 4.98 | 4.98 | 0 | 0 | 0 |  |  | 0 | 0
21.8 | Scheme-8: Revamping of scoop cooling system installed in coal handling plant BTPS. | MERC/CAPEX/MSPGCL/2024-25/0310 | 2024-05-17 | 4.98 | 3.92 | 3.92 | 0 | 0 | 0 |  |  | 0 | 0
21.9 | Scheme-9: Retrofitting and Up-gradation of Dewatering system in CHP-BTPS. | MERC/CAPEX/MSPGCL/2024-25/0310 | 2024-05-17 | 3.92 | 9.01 | 9.01 | 0 | 0 | 0 |  |  | 0 | 0
0 | IDC | 0 | - | 0 | 0.53 | 0.53 | 0 | 0 | 0 |  |  | 0 | 0
0 | Asset Transfer from Projects | 0 | - | 0 | 0 | 0 | 0 | 0 | 0 |  |  | 0 | 0
0 | SP Busduct Unit 4&5 | 0 | - | 0 | 0.30072 | 0.30072 | 0 | 0 | 0 |  |  | 0 | 0
0 | ESP,ID,FD,PA Fans &Other Boiler Auxiliaries | 0 | - | 0 | 1.0283 | 1.0283 | 0 | 0 | 0 |  |  | 0 | 0
0 | (ii) DPR Yet to be Submitted to MERC | 0 | - | 0 | 0 | 0 | 0 | 0 | 0 |  |  | 0 | 0
0 | FY 2025-26 | 0 | - | 0 | 0 | 0 | 0 | 0 | 0 |  |  | 0 | 0
1 | Up gradation of coal mill reject system, Procurement of Air heater baskets & spare Air heater gearbox at 2X500MW, Bhusawal TPS | 0 | - | 0 | 31.75 | 0 | 31.75 | 0 | 0 |  |  | 0 | 31.75
1.1 | Work of Capacity enhancement, Engineering, modification, upgradation including spares and consumables and complete commissioning including operation and comprehensive maintenance for 12 months for coal mill reject handling system in Unit-4&5, 2X500MW, BTPS, Bhusawal | 0 | - | 0 | 15.05 | 15.05 | 0 | 0 | 0 |  |  | 0 | 0
1.2 | Procurement of assembly of baskets & seals for Air Preheater of type 31.5 VIM 2000 (72° PA), in Unit-5 2x500MW, BTPS Bhusawal | 0 | - | 0 | 7.45 | 7.45 | 0 | 0 | 0 |  |  | 0 | 0
1.3 | Procurement of APH Gearbox to improve availability and performance of Air preheaters at 2 x 500 MW Units, BTPS, Bhusawal. | 0 | - | 0 | 9.25 | 9.25 | 0 | 0 | 0 |  |  | 0 | 0
2 | Boiler Reliability & Availability improvement at 2x500MW, Bhusawal TPS. | 0 | - | 0 | 83.63 | 0 | 83.63 | 0 | 0 |  |  | 0 | 83.63
2.1 | Procurement & Replacement Of LTSH Coils for Unit - 4 & 5 (500MW) TPS, Bhusawal. | 0 | - | 0 | 19.11 | 19.11 | 0 | 0 | 0 |  |  | 0 | 0
2.2 | Procurement & Replacement Of Economiser Coils For Unit - 4 & 5 (500MW) TPS, Bhusawal | 0 | - | 0 | 47.6 | 47.6 | 0 | 0 | 0 |  |  | 0 | 0
2.3 | Procurement of assembly of APH Baskets Unit-4 | 0 | - | 0 | 7.55 | 7.55 | 0 | 0 | 0 |  |  | 0 | 0
2.4 | Procurement of APH Gearbox Unit-4&5 | 0 | - | 0 | 9.37 | 9.37 | 0 | 0 | 0 |  |  | 0 | 0
3 | Various Turbine side reliability improvement schemes at 2x500MW, BTPS | 0 | - | 0 | 41.4 | 0 | 41.4 | 0 | 0 |  |  | 0 | 41.4
3.1 | Reliability improvement of Atlas copco make (mode -ZR -500) | 0 | - | 0 | 2.4 | 2.4 | 0 | 0 | 0 |  |  | 0 | 0
3.2 | Reliability improvement of HPCV Valve with procurment cone assy | 0 | - | 0 | 2 | 2 | 0 | 0 | 0 |  |  | 0 | 0
3.3 | Reliability improvement of Alfa Laval make Portable COP | 0 | - | 0 | 3 | 3 | 0 | 0 | 0 |  |  | 0 | 0
3.4 | Reliability improvement of Seal Oil System with procurement of various U Seal rings | 0 | - | 0 | 2 | 2 | 0 | 0 | 0 |  |  | 0 | 0
3.5 | Reliability improvement of Unit-4 & 5 NDCT with replacement of PVC fills and allied work | 0 | - | 0 | 30 | 30 | 0 | 0 | 0 |  |  | 0 | 0
3.6 | Upgradation of Chiller plant, GEHO pump house & OLTC PLC system. | 0 | - | 0 | 2 | 2 | 0 | 0 | 0 |  |  | 0 | 0
4 | IB recommended scheme related (Civil and Electrical) | 0 | - | 0 | 10.76 | 0 | 10.76 | 0 | 0 |  |  | 0 | 10.76
4.1 | Work of fabricating and erecting structural steel watch tower (10 Nos.) in major store, plant area, ash pipe line and ash bund area at BTPS, Deepnagar. | 0 | - | 0 | 0.86 | 0.86 | 0 | 0 | 0 |  |  | 0 | 0
4.2 | Work of construction of ladies frisking room for security section and visitors room near factory gate and providing at 2x500MW, BTPS, Deepnagar. | 0 | - | 0 | 0.43 | 0.43 | 0 | 0 | 0 |  |  | 0 | 0
4.3 | Work of dismantling and construction old weathered UCR compound wall on bhogawati riverside in 2x500 MW at BTPS. | 0 | - | 0 | 3.29 | 3.29 | 0 | 0 | 0 |  |  | 0 | 0
4.4 | Construcion of RCC comppund wall from remote silo to pimpri sekam railway siding cabin at BTPS | 0 | - | 0 | 2.02 | 2.02 | 0 | 0 | 0 |  |  | 0 | 0
4.5 | Installation of Highmast towers | 0 | - | 0 | 4.16 | 4.16 | 0 | 0 | 0 |  |  | 0 | 0
0 | FY 2026-27 | 0 | - | 0 | 0 | 0 | 0 | 0 | 0 |  |  | 0 | 0
1 | Coal Mill Performance Improvement and Life Enhancement of BHEL Make XRP-1043 Coal Mills in 2x500 MW BTPS. | 0 | - | 0 | 0 | 0 | 0 | 0 | 0 |  |  | 0 | 0
1.1 | Coal Mill Performance Improvement and Life Enhancement of BHEL Make XRP-1043 Coal Mills in 2x500 MW BTPS. | 0 | - | 0 | 50 | 50 | 0 | 0 | 0 |  |  | 0 | 0
2 | Upgradation of Coal feeder weighing system and revamping of Boiler side pneumatic dampers system of Hot air, cold air, FD,PA and burner tilt at Bhusawal TPS 2x500W | 0 | - | 0 | 0 | 0 | 0 | 0 | 0 |  |  | 0 | 0
2.1 | Upgradation of Coal feeder weighing system at Bhusawal TPS 2x500W | 0 | - | 0 | 11.42 | 11.42 | 0 | 0 | 0 |  |  | 0 | 0
2.2 | Up-gradation of carbon monoxide analyzer in flue gas installed | 0 | - | 0 | 2.16 | 2.16 | 0 | 0 | 0 |  |  | 0 | 0
2.3 | Up- Gradation of condition monitoring & analysis system for TSI of Main Turbine , TDBFP & BOP System 2x500 MW BTPS. | 0 | - | 0 | 13.2 | 13.2 | 0 | 0 | 0 |  |  | 0 | 0
2.5 | Revamping of Boiler side pneumatic dampers system of Hot air, cold air, FD,PA and burner tilt at BTPS 2X500MW | 0 | - | 0 | 6 | 6 | 0 | 0 | 0 |  |  | 0 | 0
2.6 | Procurement of various high pressure valves at 2x500 MW. | 0 | - | 0 | 2.22 | 2.22 | 0 | 0 | 0 |  |  | 0 | 0
3 | Schemes for Turbine side auxiliaries systems Performance & efficiency improvement schemes at 2X500MW, Bhusawal TPS | 0 | - | 0 | 0 | 0 | 0 | 0 | 0 |  |  | 0 | 0
3.1 | Procurement of BFP Booster Pump (FA-1B-75) complete assembly (04 Nos) at 500MW BTPS, Bhusawal. | 0 | - | 0 | 3.16 | 3.16 | 0 | 0 | 0 |  |  | 0 | 0
3.2 | Procurement of Vacuum Pump complete assembly with recirculation Pump (01 No) and Impeller assembly (2 Nos) at 500MW BTPS, Bhusawal. | 0 | - | 0 | 5.2 | 5.2 | 0 | 0 | 0 |  |  | 0 | 0
3.3 | Revamping, modification of outdoor ducting of Air ventilation system at 2x500MW BTPS, Bhusawal. | 0 | - | 0 | 8.72 | 8.72 | 0 | 0 | 0 |  |  | 0 | 0
3.4 | Performance improvement of compressors | 0 | - | 0 | 12.99 | 12.99 | 0 | 0 | 0 |  |  | 0 | 0
3.5 | Centralized Water Management System at BTPS, Deepnagar, Bhusawal | 0 | - | 0 | 2.29 | 2.29 | 0 | 0 | 0 |  |  | 0 | 0
3.6 | Revamping and upgradation of Forbes Marshal make Steam & Water Analysis System Installed at 2x500MW BTPS. | 0 | - | 0 | 10.11 | 10.11 | 0 | 0 | 0 |  |  | 0 | 0
4 | Implementation of flexible operation solutions for technical minimum operation of 2x500MW, BTPS. | 0 | - | 0 | 0 | 0 | 0 | 0 | 0 |  |  | 0 | 0
4.1 | Implementation of flexible operation solutions for technical minimum operation of 2x500MW, BTPS. | 0 | - | 0 | 50 | 50 | 0 | 0 | 0 |  |  | 0 | 0
0 | FY 2027-28 | 0 | - | 0 | 0 | 0 | 0 | 0 | 0 |  |  | 0 | 0
1 | Supply,Installation and commissioning of Boiler performance and reliability improvement schemes at BTPS 2x500MW. | 0 | - | 0 | 0 | 0 | 0 | 0 | 0 |  |  | 0 | 0
1.1 | Procurement of M/s Torishima, Japan make, 350 KW, 6.6KV, Boiler Circulating Water (BCW) Pump Motors at BTPS 2x500MW. | 0 | - | 0 | 0 | 0 | 0 | 5.58 | 5.58 |  |  | 5.58 | 0
1.2 | Installation commissioning of Online DC Earth fault monitoring system at 220V DCDB at 500MW U-4&5. | 0 | - | 0 | 0 | 0 | 0 | 2.5 | 2.5 |  |  | 2.5 | 0
1.3 | Design, supply, erection, comms. Of ID VFD & AHP transformers for 2x500MW BTPS. | 0 | - | 0 | 0 | 0 | 0 | 2 | 2 |  |  | 2 | 0
1.4 | Design,supply,installation and commissioning of Energy efficient System for illumination at BTPS 2x500MW. | 0 | - | 0 | 0 | 0 | 0 | 4 | 4 |  |  | 4 | 0
1.5 | Procurement of Main Gear unit assembly of electrical Actuators in 2x500MW BTPS | 0 | - | 0 | 0 | 0 | 0 | 6 | 6 |  |  | 6 | 0
1.6 | Supply, erection, commissioning & site testing of 360V, 750 AH Station UPS Battery Sets along with accessories for Unit No.5 at BTPS 2x500MW. | 0 | - | 0 | 0 | 0 | 0 | 4 | 4 |  |  | 4 | 0
1.7 | Upgradation of EWLI system at Bhusawal TPS 2x500W | 0 | - | 0 | 0 | 0 | 0 | 1 | 1 |  |  | 1 | 0
2 | Performance improvement of Bottom ash evacualtion system to reduce auxillary power consumption, water consumption & environmental pollution at 2X500MW, Bhusawal TPS | 0 | - | 0 | 0 | 0 | 0 | 0 | 0 |  |  | 0 | 0
2.1 | Modification of latest design AR 200/550 Ash slurry pump assembly including auxillaries at AHP, 2x500MW, BTPS. | 0 | - | 0 | 0 | 0 | 0 | 4.69 | 4.69 |  |  | 4.69 | 0
2.2 | Modification of single roll reversible clinker grinder system at AHP, 2x500MW, BTPS | 0 | - | 0 | 0 | 0 | 0 | 3.09 | 3.09 |  |  | 3.09 | 0
2.3 | Modification of bottom ash & coarse ash slurry pipe line disposal system at AHP 2X500 MW BTPS | 0 | - | 0 | 0 | 0 | 0 | 34.55 | 34.55 |  |  | 34.55 | 0
3 | Boiler Reliability & Availability improvement at 2x500MW, Bhusawal TPS. | 0 | - | 0 | 0 | 0 | 0 | 0 | 0 |  |  | 0 | 0
3.1 | Procurement of Boiler Coils (CRH &HRH) at 2x500MW BTPS. | 0 | - | 0 | 0 | 0 | 0 | 25 | 25 |  |  | 25 | 0
3.2 | Procurement of ID fan impeller with shaft at 2x500 MW BTPS. | 0 | - | 0 | 0 | 0 | 0 | 15 | 15 |  |  | 15 | 0
3.3 | Procurement SH,RH,MS outlet valves with actuator and motor at 2x500 MW BTPS. | 0 | - | 0 | 0 | 0 | 0 | 5 | 5 |  |  | 5 | 0
4 | CHP Infrastructure Development Schemes | 0 | - | 0 | 0 | 0 | 0 | 0 | 0 |  |  | 0 | 0
4.1 | Supply, installation and commissioning PLC system on a single platform to match with external aspect & process improvement at CHP 2x500MW BTPS. | 0 | - | 0 | 0 | 0 | 0 | 18.4 | 18.4 |  |  | 18.4 | 0
4.2 | Supply, installation, retrofitting and commissioning of HT breaker at HT Switchgear in CHP 2x500MW BTPS | 0 | - | 0 | 0 | 0 | 0 | 6.9 | 6.9 |  |  | 6.9 | 0
4.3 | Supply, installation, retrofitting and commissioning of LT breaker at LT Switchgear in CHP 2x500MW BTPS. | 0 | - | 0 | 0 | 0 | 0 | 4.4 | 4.4 |  |  | 4.4 | 0
4.4 | Supply, Installation & Commissioning of Magnetic Separators at CHP 2x 500MW BTPS Deepnagar | 0 | - | 0 | 0 | 0 | 0 | 3.73 | 3.73 |  |  | 3.73 | 0
4.5 | Supply, Installation & Commissioning Flameproof lighting at CHP 2x 500MW BTPS Deepnagar | 0 | - | 0 | 0 | 0 | 0 | 10.47 | 10.47 |  |  | 10.47 | 0
4.6 | Supply, Installation & upgradation of HT /LT relay at CHP BTPS. | 0 | - | 0 | 0 | 0 | 0 | 3 | 3 |  |  | 3 | 0
5 | Detail Project report of improvement of Unloading in Coal handling Plant BTPS. | 0 | - | 0 | 0 | 0 | 0 | 0 | 0 |  |  | 0 | 0
5.1 | Procurement of 04 no of locomotives for Coal handling Plant BTPS. | 0 | - | 0 | 0 | 0 | 0 | 13.68 | 13.68 |  |  | 13.68 | 0
5.2 | Design Supply Erection and Comission of Hour glass shape Coal diverting chutes with extra life wear resistant plates in CHP, BTPS. | 0 | - | 0 | 0 | 0 | 0 | 5.67 | 5.67 |  |  | 5.67 | 0
5.3 | Design Supply Erection and Comission of Inverted Y Shape Coal diverting chutes with extra life wear resistant plates in CHP, BTPS. | 0 | - | 0 | 0 | 0 | 0 | 4.72 | 4.72 |  |  | 4.72 | 0
5.4 | Design Supply Erection and Comission of coal diverting chutes with extra life wear resistant plates in CHP BTPS. | 0 | - | 0 | 0 | 0 | 0 | 4.72 | 4.72 |  |  | 4.72 | 0
5.5 | Work of Revamping and structural up-gradation of conveyor 104A&B in Coal Handling Plant-BTPS. | 0 | - | 0 | 0 | 0 | 0 | 7.1 | 7.1 |  |  | 7.1 | 0
6 | Supply and Installation of reliability improvement schemes for HT/LT switchgears and auxilliaries at BTPS 2x500MW. | 0 | - | 0 | 0 | 0 | 0 | 0 | 0 |  |  | 0 | 0
6.1 | Procurement of HT Motors of various ratings at 2x500MW. | 0 | - | 0 | 0 | 0 | 0 | 4 | 4 |  |  | 4 | 0
6.2 | Procurement of Dry type transformers of varoius ratings at 2x500MW. | 0 | - | 0 | 0 | 0 | 0 | 4 | 4 |  |  | 4 | 0
6.3 | Procurement of Inverter and converter trolleys of GEHO Pump at 2x500MW. | 0 | - | 0 | 0 | 0 | 0 | 2 | 2 |  |  | 2 | 0
6.4 | Procurement of Vacuum Contactors of various ratings for HT Switchgears at BTPS 2x500MW. | 0 | - | 0 | 0 | 0 | 0 | 2.5 | 2.5 |  |  | 2.5 | 0
6.5 | Supply, erection, commissioning & site testing of 360V, 750 AH Station UPS Battery Sets along with accessories for Unit No.4 at BTPS 2x500MW’. | 0 | - | 0 | 0 | 0 | 0 | 4 | 4 |  |  | 4 | 0
6.6 | Updragation of Sox-Nox analyzer,PM analyzer, ETP analyzer at BTPS 2X500MW. | 0 | - | 0 | 0 | 0 | 0 | 1.05 | 1.05 |  |  | 1.05 | 0
6.7 | Upgradation of O2 analyzer at BTPS 2X500MW | 0 | - | 0 | 0 | 0 | 0 | 3.4 | 3.4 |  |  | 3.4 | 0
6.8 | Revamping & Upgradation Of Vibration Monitoring Rack From VM7 TO VM7B at BTPS 2X500MW | 0 | - | 0 | 0 | 0 | 0 | 5 | 5 |  |  | 5 | 0
6.9 | Procurement & Installation of High Mast towers in various location in BTPS | 0 | - | 0 | 0 | 0 | 0 | 2 | 2 |  |  | 2 | 0
6.1 | Renovation and Modification of Colony Electric Supply System to improve availability and reliability of supply system at BTPS Colony, Deepnagar | 0 | - | 0 | 0 | 0 | 0 | 15.85 | 15.85 |  |  | 15.85 | 0
6.11 | Work of Overhauling repairs of U-5 350KW BCWP motor of M/s Torishima make at BTPS 2x500MW. | 0 | - | 0 | 0 | 0 | 0 | 4 | 4 |  |  | 4 | 0
0 | FY 2028-29 | 0 | - | 0 | 0 | 0 | 0 | 0 | 0 |  |  | 0 | 0
1 | APH baskets with main drive Gear box and lub oil skids with motor at 2x500MW BTPS | 0 | - | 0 | 0 | 0 | 0 | 0 | 0 |  |  | 0 | 0
1.1 | APH baskets with main drive Gear box and lub oil skids with motor at 2x500MW BTPS | 0 | - | 0 | 0 | 0 | 0 | 0 | 0 |  |  | 0 | 0
2 | Detail Project Report for Design, Engineering, Supply, Installation and commissioning of 1500TPH Stacker cum re-claimer in Coal Handling Plant-BTPS. | 0 | - | 0 | 0 | 0 | 0 | 0 | 0 |  |  | 0 | 0
2.1 | Design, Engineering, Supply, Installation and commissioning of 1500TPH Stacker cum re-claimer in Coal Handling Plant-BTPS. | 0 | - | 0 | 0 | 0 | 0 | 0 | 0 |  |  | 0 | 0
3 | Enhancement of Unloading & Stacking Capacity of CHP. | 0 | - | 0 | 0 | 0 | 0 | 0 | 0 |  |  | 0 | 0
3.1 | Design Supply errection & Comissioning of Open Wagon Tippler along with stacking and reclaiming yard conveyors at CHP stack yard. | 0 | - | 0 | 0 | 0 | 0 | 0 | 0 |  |  | 0 | 0
0 | FY 2029-30 | 0 | - | 0 | 0 | 0 | 0 | 0 | 0 |  |  | 0 | 0
1 | Coal Mill Performance Improvement and Life Enhancement of BHEL Make XRP-1043 Coal Mills in 2x500 MW BTPS. | 0 | - | 0 | 0 | 0 | 0 | 0 | 0 |  |  | 0 | 0
1.1 | Coal Mill Performance Improvement and Life Enhancement of BHEL Make XRP-1043 Coal Mills in 2x500 MW BTPS. | 0 | - | 0 | 0 | 0 | 0 | 0 | 0 |  |  | 0 | 0
2 | Upgradation rail track in CHP -BTPS | 0 | - | 0 | 0 | 0 | 0 | 0 | 0 |  |  | 0 | 0
2.1 | Revamping and Upgradation of rail track from 52KG to 60KG in CHP-BTPS. | 0 | - | 0 | 0 | 0 | 0 | 0 | 0 |  |  | 0 | 0
0 | 0 | 0 | - | 0 | 0 | 0 | 0 | 0 | 0 |  |  | 0 | 0
0 | B) Non-DPR Schemes | 0 | - | 0 | 0 | 0 | 0 | 0 | 0 |  |  | 0 | 0
1 | Contract for modification of Wobbler feeder in CHP-2X500MW | 0 | - | 0 | 1.4733 | 1.4733 | 0 | 0 | 0 |  |  | 0 | 0
2 | Contract for Revamping of Apron Feeder in CHP-2X500MW | 0 | - | 0 | 2.3246 | 2.3246 | 0 | 0 | 0 |  |  | 0 | 0
3 | Procurement of double lip skirt sealing & tracking idler in CHP at 2x500MW, BTPS | 0 | - | 0 | 0.57025 | 0.57025 | 0 | 0 | 0 |  |  | 0 | 0
4 | Supply, erection & commissioning of vibrating feeder in CHP at 2x500MW, BTPS | 0 | - | 0 | 0.57796 | 0.57796 | 0 | 0 | 0 |  |  | 0 | 0
5 | Coal chutes with extra life wear resistance plates in CHP at 2X500MW | 0 | - | 0 | 2.0319 | 2.0319 | 0 | 0 | 0 |  |  | 0 | 0
6 | Epoxy Painting upto all height to structural steel work in main plant boiler side area and CHP area | 0 | - | 0 | 5.8625 | 5.8625 | 0 | 0 | 0 |  |  | 0 | 0
7 | Rectification of Belt feeder & Gravity Take-up in CHP-2X500MW. | 0 | - | 0 | 1.6479 | 1.6479 | 0 | 0 | 0 |  |  | 0 | 0
8 | Coal diverting chutes in CHP at 2X500MW. | 0 | - | 0 | 2.2184 | 2.2184 | 0 | 0 | 0 |  |  | 0 | 0
9 | Supply of Conveyor Pulleys with Ceramic lagging at CHP-2X500MW, BTPS, Bhusawal | 0 | - | 0 | 0.58051 | 0.58051 | 0 | 0 | 0 |  |  | 0 | 0
10 | Non-DPR Project Report for Design, Supply,Erection & Commissioning of High Performance Energy Chain System for Side Arm Charger at 2x500 at CHP | 0 | - | 0 | 1.5015 | 1.5015 | 0 | 0 | 0 |  |  | 0 | 0
11 | Implementation of Energy Conservation Demonstration Project in buildings of BTPS 2x500MW | 0 | - | 0 | 0 | 0 | 0 | 0 | 0 |  |  | 0 | 0
12 | Installation of Fire & Explosion Prevention system at Bhusawal 500MW Unit-4. | 0 | - | 0 | 2.4539 | 2.4539 | 0 | 0 | 0 |  |  | 0 | 0
13 | Fixtures & Fitting (10801) | 0 | - | 0 | 0.21334 | 0.21334 | 0 | 0 | 0 |  |  | 0 | 0
14 | Office equpment (10901) | 0 | - | 0 | 0.22996 | 0.22996 | 0 | 0 | 0 |  |  | 0 | 0
15 | 150 W & 40 W LED FIXTURES AT TG HOUSE BUILDING 2X500MW | 0 | - | 0 | 0.52807 | 0.27807 | 0.25 | 0 | 0 |  |  | 0 | 0.25
16 | JUMBO DEESERT AIR COOLERS FOR POWER TRANSFORERS | 0 | - | 0 | 0.10143 | 0.10143 | 0 | 0 | 0 |  |  | 0 | 0
17 | GEN ASSET (ALMIRAH,TABLE & CHAIR) (10801) | 0 | - | 0 | 0.23454 | 0.23454 | 0 | 0 | 0 |  |  | 0 | 0
18 | LAPTOP, 50 INCH TV,PRINTER,PROJECTOR,DESKTOP,UPS & ETS. (10901) | 0 | - | 0 | 0.55035 | 0.55035 | 0 | 0 | 0 |  |  | 0 | 0
19 | RESTAURANT EQUIP COMPOSTING MACHINE | 0 | - | 0 | 0.05049 | 0.05049 | 0 | 0 | 0 |  |  | 0
20 | OFFICE TABLE,STORGE RACK,FAN | 0 | - | 0 | 0.57869 | 0.57869 | 0 | 0 | 0 |  |  | 0
21 | CAMERAS | 0 | - | 0 | 0.038468 | 0.038468 | 0 | 0 | 0 |  |  | 0
22 | VELHALA ASH BUND RD WORK | 0 | - | 0 | 2.4645 | 2.4645 | 0 | 0 | 0 |  |  | 0
23 | CONCERETE ROAD FROM DIESEL PUMP TO 500MW FACTORY G | 0 | - | 0 | 0.98449 | 0.98449 | 0 | 0 | 0 |  |  | 0
24 | Admin Building | 0 | - | 0 | 0.05175 | 0 | 0.05175 | 0 | 0 |  |  | 0
25 | Furniture & Fixture | 0 | - | 0 | 0.13712 | 0.13712 | 0 | 0 | 0 |  |  | 0
26 | Office Equipment | 0 | - | 0 | 0.14424 | 0.14424 | 0 | 0 | 0 |  |  | 0
27 | Furniture & Fixture | 0 | - | 0 | 0.073968 | 0.073968 | 0 | 0 | 0 |  |  | 0
28 | Office Equipment | 0 | - | 0 | 0.15891 | 0.15891 | 0 | 0 | 0 |  |  | 0
29 | Work of repairs of 350 KW BCWP-4B & BCWP-5B motor of M/s. Torishima make at BTPS 2x500 MW | 0 | - | 0 | 4.8465 | 4.8465 | 0 | 0 | 0 |  |  | 0
30 | ABC Powder Type and Foam Type Composite Fire Extinguisher | 0 | - | 0 | 0.58548 | 0.58548 | 0 | 0 | 0 |  |  | 0
31 | Withdrawal of capex from Project (LD - Passenger Lifts) | 0 | - | 0 | 0 | -0.13899 | 0.13899 | 0 | 0 |  |  | 0
| Total |  |  |  | 1718.4105 | 1542.7397 | 175.6708 | 243 | 667.58 | 0 | 0 | 667.58 | -249.1
FY 2028-29
a) DPR Schemes
(i) Submitted to MERC
7 | Interconnection of 210 MW CHP to 500 MW CHP through Conveyors BC-02 & BC-03 having capacity of 500 TPH | MERC/CAPEX/20162017/00227 | 2016-05-24 | 24 | 0 | 0 | 0 | 0 | 0 |  |  | 0 | 0 | 0 | 0
7.1 | Interconnection of 210 MW CHP to 500 MW CHP through Conveyors BC-02 & BC-03 having capacity of 500 TPH | MERC/CAPEX/20162017/00227 | 2016-05-24 | 22.73 | 19.1067 | 19.1067 | 0 | 0 | 0 |  |  | 0 | 0 | 0 | 0
0 | IDC | MERC/CAPEX/20162017/00227 | 2016-05-24 | 1.27 | 0 | 0 | 0 | 0 | 0 |  |  | 0 | 0 | 0 | 0
8 | Stack management by procurement of Bulldozer & LOCO and CHP area schemes for performance & unloading improvement | MERC/CAPEX/20162017/01426 | 2017-02-02 | 9.9669 | 0 | 0 | 0 | 0 | 0 |  |  | 0 | 0 | 0 | 0
8.1 | Procurement of Locomotive 800 HP (2 No.’s) | MERC/CAPEX/20162017/01426 | 2017-02-02 | 4.9504 | 4.8261 | 4.8261 | 0 | 0 | 0 |  |  | 0 | 0 | 0 | 0
8.2 | Procurement of 2 No’s of Bulldozer Model D-155(2 No.’s) | MERC/CAPEX/20162017/01426 | 2017-02-02 | 2.562 | 3.4747 | 3.4747 | 0 | 0 | 0 |  |  | 0 | 0 | 0 | 0
8.3 | Modification below primary crusher chutes 15A/B & Conv.02 | MERC/CAPEX/20162017/01426 | 2017-02-02 | 0.42975 | 0.38033 | 0.38033 | 0 | 0 | 0 |  |  | 0 | 0 | 0 | 0
8.4 | New helical gear box for various conveyors | MERC/CAPEX/20162017/01426 | 2017-02-02 | 0.79339 | 0 | 0 | 0 | 0 | 0 |  |  | 0 | 0 | 0 | 0
8.5 | Procurement of Elecon Make Ring Granulator Type TK-09-38B | MERC/CAPEX/20162017/01426 | 2017-02-02 | 0.53719 | 0 | 0 | 0 | 0 | 0 |  |  | 0 | 0 | 0 | 0
8.6 | Procurement of Elecon Make Ring Granulator Type TK6 32B Ring Granulator | MERC/CAPEX/20162017/01426 | 2017-02-02 | 0.33884 | 0 | 0 | 0 | 0 | 0 |  |  | 0 | 0 | 0 | 0
0 | IDC | MERC/CAPEX/20162017/01426 | 2017-02-02 | 0.35537 | 0 | 0 | 0 | 0 | 0 |  |  | 0 | 0 | 0 | 0
9 | Construction of 1st raising of Ash bund from T.B.L. 258M to 264M at Bhusawal TPS | MERC/CAPEX/20172018/4267 | 2017-09-28 | 64.22 | 0 | 0 | 0 | 0 | 0 |  |  | 0 | 0 | 0 | 0
9.1 | Construction of 1st raising of Ash bund from T.B.L. 258M to 264M at Bhusawal TPS | MERC/CAPEX/20172018/4267 | 2017-09-28 | 64.22 | 64.4982 | 64.4982 | 0 | 0 | 0 |  |  | 0 | 0 | 0 | 0
10 | Augmentation of Ash Evacuation System & Procurement of BCW Pump Motors at Bhusawal & Khaperkheda TPS 500 MW Units | MERC/CAPEX/20172018/4782 | 2017-11-28 | 17.44 | 0 | 0 | 0 | 0 | 0 |  |  | 0 | 0 | 0 | 0
10.1 | Installation of standby Buffer Hopper parallel to existing pair of buffer hoppers | MERC/CAPEX/20172018/4782 | 2017-11-28 | 11.5 | 0 | 0 | 0 | 0 | 0 |  |  | 0 | 0 | 0 | 0
10.2 | Installation of additional vacuum pump for every two passes, near to intermediate hopper. | MERC/CAPEX/20172018/4782 | 2017-11-28 | 0.6 | 0 | 0 | 0 | 0 | 0 |  |  | 0 | 0 | 0 | 0
10.3 | Procurement of 02 Nos of M/s Torishima, Japan make, 350 KW, 6.6KV, Boiler Circulating Water (BCW) Pump Motors (without pump casing) with 02 lots of recommended Electrical & C&I spares for Bhusawal and Khaparkheda TPS 500MW. | MERC/CAPEX/20172018/4782 | 2017-11-28 | 4.24 | 4.6696 | 4.6696 | 0 | 0 | 0 |  |  | 0 | 0 | 0 | 0
10.4 | Procurement of complete ACVF drive module comprising of 2 Nos. of Supply and 3 Nos. of Inverter modules for GEHO pumps | MERC/CAPEX/20172018/4782 | 2017-11-28 | 0.95 | 0.92864 | 0.92864 | 0 | 0 | 0 |  |  | 0 | 0 | 0 | 0
10.5 | Supply, erection and commissioning of 24VDC, 100A Float & Float cum Boost Battery Charger with 325Ah Battery Bank for CWPH at BTPS 2x500 MW. | MERC/CAPEX/20172018/4782 | 2017-11-28 | 0.15 | 0.15788 | 0.15788 | 0 | 0 | 0 |  |  | 0 | 0 | 0 | 0
0 | IDC | MERC/CAPEX/20172018/4782 | 2017-11-28 | 0 | 0 | 0 | 0 | 0 | 0 |  |  | 0 | 0 | 0 | 0
11 | Various schemes for renovation of colony at Bhusawal TPS | MERC/CAPEX/20172018/0221 | 2018-02-12 | 19.3341 | 0 | 0 | 0 | 0 | 0 |  |  | 0 | 0 | 0 | 0
11.1 | Renovation of staff quarters & related work at BTPS Deepnagar | MERC/CAPEX/20172018/0221 | 2018-02-12 | 7.021 | 5.4584 | 5.4584 | 0 | 0 | 0 |  |  | 0 | 0 | 0 | 0
11.2 | Colony Internal Roads at BTPS, Deepnagar | MERC/CAPEX/20172018/0221 | 2018-02-12 | 3.85 | 3.2501 | 3.2514 | -0.001329 | 0 | 0 |  |  | 0 | -0.001329 | 0 | 0
11.3 | Water supply , sanitary & drainage works at BTPS, Deepnagar | MERC/CAPEX/20172018/0221 | 2018-02-12 | 7.3 | 5.8361 | 5.8109 | 0.025229 | 0 | 0 |  |  | 0 | 0.025229 | 0 | 0
11.4 | Plinth protection to existing buildings at BTPS, Deepnagar | MERC/CAPEX/20172018/0221 | 2018-02-12 | 1.1631 | 0.91823 | 0.91823 | -2.2e-08 | 0 | 0 |  |  | 0 | -2.2e-08 | 0 | 0
12 | Pipeline from River Water Pump House (RWPH) to aquaduct over Bhogawati River and Other allied power house road works under DPR scheme at BTPS, Bhusawal | MERC/CAPEX/2018-2019/0104 | 2019-04-04 | 13.1172 | 0 | 0 | 0 | 0 | 0 |  |  | 0 | 0 | 0 | 0
12.1 | Providing supplying laying, jointing, testing and commissioning of 1650 mm Ø ID 8 mm thick M.S. pipeline for raw water supply from RWPH to aquaduct over Bhogawati river at, BTPS, Bhusawal. | MERC/CAPEX/2018-2019/0104 | 2019-04-04 | 7.257 | 0 | 0 | 0 | 0 | 0 |  |  | 0 | 0 | 0 | 0
12.2 | Construction of WBM and Bituminous road along inlet & outlet canals and concreate road along periphery of Major store at BTPS, Bhusawal. | MERC/CAPEX/2018-2019/0104 | 2019-04-04 | 4.22 | 3.8305 | 3.8305 | -2.7e-08 | 0 | 0 |  |  | 0 | -2.7e-08 | 0 | 0
12.3 | Work of construction of self-supporting steel roofing system for a major store godown shed of span 25M at BTPS, Deepnagar. | MERC/CAPEX/2018-2019/0104 | 2019-04-04 | 1.6402 | 0.27 | 1.6376 | -1.3676 | 0 | 0 |  |  | 0 | -1.3676 | 0 | 0
0 | IDC | MERC/CAPEX/2018-2019/0104 | 2019-04-04 | 0 | 0.14918 | 0.14918 | 0 | 0 | 0 |  |  | 0 | 0 | 0 | 0
13 | Supply, erection, commissioning & site testing of 220 V, 2035 AH, Station Battery Sets (4 Nos.) and 24 V, 2250 AH, SG/TG & BOP Battery Sets (8 Nos.) for U# 4 & 5 along with accessories at 2 x 500 MW BTPS, Bhusawal | MERC/CAPEX/2017-2018/1226 | 2018-08-10 | 11.59 | 0 | 0 | 0 | 0 | 0 |  |  | 0 | 0 | 0 | 0
13.1 | Supply, erection, commissioning & site testing of 220V, 2035 AH Station Battery Sets (02 Nos.) and 24V, 2250AH, SG/TG & BOP Battery Set (04 Nos.) along with accessories for Unit No.5 at BTPS 2x500MW. | MERC/CAPEX/2017-2018/1226 | 2018-08-10 | 5.795 | 6.374 | 6.374 | 0 | 0 | 0 |  |  | 0 | 0 | 0 | 0
13.2 | Supply, erection, commissioning & site testing of 220V, 2035 AH Station Battery Sets (02 Nos.) and 24V, 2250AH, SG/TG & BOP Battery Set (04 Nos.) along with accessories for Unit No.4 at BTPS 2x500MW. | MERC/CAPEX/2017-2018/1226 | 2018-08-10 | 5.795 | 6.3227 | 6.3227 | 0 | 0 | 0 |  |  | 0 | 0 | 0 | 0
15 | Flue Gas Desulphurization (FGD) System for 500 MW Units (Total 8 Nos) of MSPGCL | MERC/CAPEX/2020-2021/WFH/SBR/45 | 2021-02-05 | 869.5 | 0 | 0 | 0 | 0 | 0 |  |  | 0 | 0 | 0 | 0
15.1 | Flue Gas Desulphurization (FGD) System for Bhusawal Unit 4-5 | MERC/CAPEX/2020-2021/WFH/SBR/45 | 2021-02-05 | 830.4 | 849.16 | 1273.74 | -424.58 | 0 | 0 |  |  | 0 | -424.58 | 0 | 0
0 | IDC | MERC/CAPEX/2020-2021/WFH/SBR/45 | 2021-02-05 | 39.1 | 0 | 0 | 0 | 0 | 0 |  |  | 0 | 0 | 0 | 0
16 | Procurement of two BFP Cartridges & one rotor of Turbine driven BFP & at 500MW BTPS, Bhusawal | MERC/CAPEX/2020-2021/WFO/SBR/49 | 2021-03-08 | 10.52 | 0 | 0 | 0 | 0 | 0 |  |  | 0 | 0 | 0 | 0
16.1 | Procurement of two BFP Cartridges at 500MW BTPS, Bhusawal | MERC/CAPEX/2020-2021/WFO/SBR/49 | 2021-03-08 | 3.84 | 2.24 | 2.24 | 0 | 0 | 0 |  |  | 0 | 0 | 0 | 0
16.2 | Procurement of one rotor of Turbine driven BFP at 500MW BTPS, Bhusawal | MERC/CAPEX/2020-2021/WFO/SBR/49 | 2021-03-08 | 6.46 | 7.6136 | 7.6136 | 0 | 0 | 0 |  |  | 0 | 0 | 0 | 0
0 | IDC | MERC/CAPEX/2020-2021/WFO/SBR/49 | 2021-03-08 | 0.22 | 0 | 0 | 0 | 0 | 0 |  |  | 0 | 0 | 0 | 0
17 | CHP Improvement Schemes at 2X500MW, BTPS, Bhusawal | MERC/CAPEX/2020-2021/WFH/SBR/09 | 2021-06-10 | 21.22 | 0 | 0 | 0 | 0 | 0 |  |  | 0 | 0 | 0 | 0
17.1 | Revamping of Apron Feeder in CHP at 2X500MW, BTPS | MERC/CAPEX/2020-2021/WFH/SBR/09 | 2021-06-10 | 4.67 | 4.6492 | 4.6492 | 0 | 0 | 0 |  |  | 0 | 0 | 0 | 0
17.2 | Design, engineering, manufacturing, supply, Erection and commissioning of short conveyor from stack yard to belt feeder 112 in CHP 2x500MW BTPS. | MERC/CAPEX/2020-2021/WFH/SBR/09 | 2021-06-10 | 3.53 | 3.9648 | 3.9648 | 0 | 0 | 0 |  |  | 0 | 0 | 0 | 0
17.3 | Design, engineering, manufacturing, supply, Erection and commissioning of stone grappler at Wagon Tippler No.3 in CHP 2x500MW BTPS. | MERC/CAPEX/2020-2021/WFH/SBR/09 | 2021-06-10 | 0.84 | 0.84 | 0.84 | 0 | 0 | 0 |  |  | 0 | 0 | 0 | 0
17.4 | Procurement of suspended magnets in CHP 2x500MW BTPS. | MERC/CAPEX/2020-2021/WFH/SBR/09 | 2021-06-10 | 2.95 | 2.947 | 2.947 | 0 | 0 | 0 |  |  | 0 | 0 | 0 | 0
17.5 | Supply, Erection And Commissioning of Electro-Mechanical Drive to Apron Feeder at CHP 500MW | MERC/CAPEX/2020-2021/WFH/SBR/09 | 2021-06-10 | 7.57 | 7.57 | 0 | 7.57 | 0 | 0 |  |  | 0 | 7.57 | 0 | 0
0 | IDC | MERC/CAPEX/2020-2021/WFH/SBR/09 | 2021-06-10 | 1.66 | 0.067524 | 0.067524 | 0 | 0 | 0 |  |  | 0 | 0 | 0 | 0
HO DPR 6 | Supply, Installation, Commissioning and Operation & Maintenance Services of Continuous Ambient Air Quality Monitoring Stations (CAAQMS) at various TPS | MERC/CAPEX/20162017/00423 | 2016-08-03 | 3.9773 | 0 | 0 | 0 | 0 | 0 |  |  | 0 | 0 | 0 | 0
1 | Bhusawal: Unit 4-5 (3 Nos.) | MERC/CAPEX/20162017/00423 | 2016-08-03 | 3.9773 | 1.9468 | 1.9458 | 0.001 | 0 | 0 |  |  | 0 | 0.001 | 0 | 0
HO DPR 7 | Installation of Real Time Online Coal-Ash Analyzer at various TPS | MERC/CAPEX/20162017/00774 | 2016-09-30 | 4.0552 | 0 | 0 | 0 | 0 | 0 |  |  | 0 | 0 | 0 | 0
1 | Bhusawal: Unit 4-5 | MERC/CAPEX/20162017/00774 | 2016-09-30 | 4.0552 | 0 | 0 | 0 | 0 | 0 |  |  | 0 | 0 | 0 | 0
HO DPR 8 | Replacement of Fire Tenders at Various Power Stations of Mahagenco | MERC/CAPEX/20172018/4653 | 2017-11-13 | 3.95 | 0 | 0 | 0 | 0 | 0 |  |  | 0 | 0 | 0 | 0
1 | Advance Multipurpose Fire Tender for BTPS 4-5 | MERC/CAPEX/20172018/4653 | 2017-11-13 | 1.45 | 1.7765 | 1.7765 | 0 | 0 | 0 |  |  | 0 | 0 | 0 | 0
2 | Normal Multipurpose Fire Tender for BTPS 4-5 | MERC/CAPEX/20172018/4653 | 2017-11-13 | 2.5 | 2.1847 | 2.1847 | 0 | 0 | 0 |  |  | 0 | 0 | 0 | 0
0 | IDC | MERC/CAPEX/20172018/4653 | 2017-11-13 | 0 | 0 | 0 | 0 | 0 | 0 |  |  | 0 | 0 | 0 | 0
HO DPR 10 | Implementation of IB recommendations- Civil works at various TPS of Mahagenco | MERC/CAPEX/20172018/0177 | 2018-02-06 | 10.0654 | 0 | 0 | 0 | 0 | 0 |  |  | 0 | 0 | 0 | 0
1 | Bhusawal: Unit 4-5 | MERC/CAPEX/20172018/0177 | 2018-02-06 | 10.0654 | 9.1854 | 9.1837 | 0.0017614 | 0 | 0 |  |  | 0 | 0.0017614 | 0 | 0
18 | Procurement of assembly of baskets for Air Pre-heater of type 31.5 VIM 2000 (72° PA), Replacement of thermal insulation of Boiler, Ducts & Steam Pipelines and Coal Mill Gear Box in 2x500MW at BTPS, Bhusawal | MERC/CAPEX/2021-2022/ SBR/ 15 | 2021-09-22 | 14.96 | 0 | 0 | 0 | 0 | 0 |  |  | 0 | 0 | 0 | 0
18.1 | Procurement of assembly of baskets for Air Preheater of type 31.5 VIM 2000 (72° PA) for Unit-4&5 | MERC/CAPEX/2021-2022/ SBR/ 15 | 2021-09-22 | 5.53 | 8.411 | 8.411 | 0 | 0 | 0 |  |  | 0 | 0 | 0 | 0
18.2 | Replacement of thermal insulation of Boiler, Ducts & Steam Pipelines along with supply | MERC/CAPEX/2021-2022/ SBR/ 15 | 2021-09-22 | 3.52 | 3.52 | 2 | 1.52 | 0 | 0 |  |  | 0 | 1.52 | 0 | 0
18.3 | Supply of XRP-1043 coal mill gearbox spares in unit-4&5. | MERC/CAPEX/2021-2022/ SBR/ 15 | 2021-09-22 | 5.39 | 3.7044 | 3.7044 | -2.6e-08 | 0 | 0 |  |  | 0 | -2.6e-08 | 0 | 0
0 | IDC | MERC/CAPEX/2021-2022/ SBR/ 15 | 2021-09-22 | 0.52 | 0 | 0 | 0 | 0 | 0 |  |  | 0 | 0 | 0 | 0
19 | Up-gradation of Operating System of Max DNA DCS, GE Fanuc PLC system & Schneider PLC system & Procurement of Critical Insurance spares for PA and FD fans System at 2 x 500 MW Units BTPS Bhusawal | MERC/CAPEX/2023-2024/0178 | 2024-03-11 | 31.05 | 0 | 0 | 0 | 0 | 0 |  |  | 0 | 0 | 0 | 0
19.1 | Up-gradation of Existing MaxDNA System (HMI) at 500MW BTPS, Bhusawal | MERC/CAPEX/2023-2024/0178 | 2024-03-11 | 8.69 | 8.69 | 8.69 | 0 | 0 | 0 |  |  | 0 | 0 | 0 | 0
19.2 | Up-gradation of GE IP (GE-Fanuc) make PLC system (HMI) installed at AHP, CPU plant, FOPH, FWPH and Mill Reject system at 2x500MW BTPS, Bhusawal. | MERC/CAPEX/2023-2024/0178 | 2024-03-11 | 1.35 | 1.2948 | 1.3538 | -0.059 | 0 | 0 |  |  | 0 | -0.059 | 0 | 0
19.3 | Up-gradation of Schneider PLC System at 2x500MW, BTPS, Bhusawal | MERC/CAPEX/2023-2024/0178 | 2024-03-11 | 2.33 | 2.3093 | 2.3093 | 0 | 0 | 0 |  |  | 0 | 0 | 0 | 0
19.4 | Procurement of Rotor assembly with blade set for PA and FD fan at 2 X 500 MW BTPS Bhusawal | MERC/CAPEX/2023-2024/0178 | 2024-03-11 | 18.18 | 16.16 | 16.16 | 0 | 0 | 0 |  |  | 0 | 0 | 0 | 0
0 | IDC | MERC/CAPEX/2023-2024/0178 | 2024-03-11 | 0.5 | 0.5 | 0.5 | 0 | 0 | 0 |  |  | 0 | 0 | 0 | 0
HO DPR 13 | Construction of new Administrative Building for Mahagenco at Vidyut Bhawan, Katol Road, Nagpur | MERC/CAPEX/2021-2022/MSPGCL/063 | 2022-02-12 | 57 | 0 | 0 | 0 | 0 | 0 |  |  | 0 | 0 | 0 | 0
1 | Construction of new Administrative Building for Mahagenco at Vidyut Bhawan, Katol Road, Nagpur | MERC/CAPEX/2021-2022/MSPGCL/063 | 2022-02-12 | 54.24 | 0 | 0 | 0 | 0 | 0 |  |  | 0 | 0 | 0 | 0
0 | IDC | MERC/CAPEX/2021-2022/MSPGCL/063 | 2022-02-12 | 2.76 | 0 | 0 | 0 | 0 | 0 |  |  | 0 | 0 | 0 | 0
HO DPR 16 | Centralized Monitoring Solution | MERC/CAPEX/MSPGCL/2023-24/0576 | 2023-11-02 | 69.309 | 0 | 0 | 0 | 0 | 0 |  |  | 0 | 0 | 0 | 0
1 | Centralized Monitoring Solution | MERC/CAPEX/MSPGCL/2023-24/0576 | 2023-11-02 | 66.009 | 0 | 0 | 0 | 0 | 0 |  |  | 0 | 0 | 0 | 0
0 | IDC | MERC/CAPEX/MSPGCL/2023-24/0576 | 2023-11-02 | 3.3 | 0 | 0 | 0 | 0 | 0 |  |  | 0 | 0 | 0 | 0
20 | Improvement of Loadability and Availability of Coal Handling Plant at BTPS, Bhusawal | MERC/CAPEX/MSPGCL/2024-25/0309 | 2024-05-17 | 0 | 0 | 0 | 0 | 0 | 0 |  |  | 0 | 0 | 0 | 0
20.1 | Scheme-1:-Design Engineering, Supply, Erection, commissioning, Extension of travel Length & Capacity Enhancement of coal yard with additional drive system of stacker reclaimer conveyor No. 110 at in coal handling Plant BTPS. | MERC/CAPEX/MSPGCL/2024-25/0309 | 2024-05-17 | 14.27 | 14.27 | 14.27 | 0 | 0 | 0 |  |  | 0 | 0
20.2 | Scheme-2:-Design, Engineering, Rectification, Erection & Commissioning of Z point at Conveyor 108A & B at CHP-500MW. | MERC/CAPEX/MSPGCL/2024-25/0309 | 2024-05-17 | 8.18 | 8.18 | 8.18 | 0 | 0 | 0 |  |  | 0 | 0
20.3 | Scheme-3:-Design, Engineering and provision of material lifting arrangement for crusher floor, wobbler feeder & C-105 floor In CHP BTPS. | MERC/CAPEX/MSPGCL/2024-25/0309 | 2024-05-17 | 1.88 | 1.88 | 1.88 | 0 | 0 | 0 |  |  | 0 | 0
20.4 | Scheme-4:-Structural up-gradation and rehabilitation of reversible yard conveyor in coal handling plant. | MERC/CAPEX/MSPGCL/2024-25/0309 | 2024-05-17 | 4.21 | 4.21 | 4.21 | 0 | 0 | 0 |  |  | 0 | 0
20.5 | Scheme-5:-Design, Engineering, Erection and commissioning of Receiving and discharge chutes of wobbler feeders in CHP BTPS. | MERC/CAPEX/MSPGCL/2024-25/0309 | 2024-05-17 | 6.25 | 6.25 | 6.25 | 0 | 0 | 0 |  |  | 0 | 0
20.6 | Scheme-6: Procurement of 3 Nos. of Bulldozers at BTPS, Bhusawal. | MERC/CAPEX/MSPGCL/2024-25/0309 | 2024-05-17 | 7.35 | 7.35 | 7.35 | 0 | 0 | 0 |  |  | 0 | 0
0 | IDC | 0 | - | 0 | 0.42 | 0.42 | 0 | 0 | 0 |  |  | 0 | 0
21 | Performance Improvement of Coal Handling Plant at BTPS-U4 & 5, Bhusawal | MERC/CAPEX/MSPGCL/2024-25/0310 | - | 0 | 0 | 0 | 0 | 0 | 0 |  |  | 0 | 0
21.1 | Scheme-1: Revamping, Modification of Gravity take-up and Drive Augmentation of Bunkering conveyor in CHP BTPS | MERC/CAPEX/MSPGCL/2024-25/0310 | 2024-05-17 | 11.35 | 11.35 | 11.35 | 0 | 0 | 0 |  |  | 0 | 0
21.2 | Scheme-2: Revamping of coal diverting chutes in CHP 2x500 MW BTPS | MERC/CAPEX/MSPGCL/2024-25/0310 | 2024-05-17 | 5.73 | 5.73 | 5.73 | 0 | 0 | 0 |  |  | 0 | 0
21.3 | Scheme-3: Revamping and structural augmentation of Reversible feeder conveyors in CHP-BTPS. | MERC/CAPEX/MSPGCL/2024-25/0310 | 2024-05-17 | 1.77 | 3.52 | 3.52 | 0 | 0 | 0 |  |  | 0 | 0
21.4 | Scheme-4: Revamping and up-gradation of air & ventilation system in Coal Handling Plant-BTPS. | MERC/CAPEX/MSPGCL/2024-25/0310 | 2024-05-17 | 9.01 | 3.85 | 3.85 | 0 | 0 | 0 |  |  | 0 | 0
21.5 | Scheme-5: Revamping, Structural & drive up-gradation of conveyor-111 in CHP-BTPS. | MERC/CAPEX/MSPGCL/2024-25/0310 | 2024-05-17 | 3.85 | 8.62 | 8.62 | 0 | 0 | 0 |  |  | 0 | 0
21.6 | Scheme-6: Revamping and structural up-gradation of conveyor system in tunnel area in Coal Handling Plant-BTPS. | MERC/CAPEX/MSPGCL/2024-25/0310 | 2024-05-17 | 8.62 | 8.06 | 8.06 | 0 | 0 | 0 |  |  | 0 | 0
21.7 | Scheme-7: Erection & Commissioning of Travelling type coal chutes in CHP BTPS. | MERC/CAPEX/MSPGCL/2024-25/0310 | 2024-05-17 | 8.06 | 4.98 | 4.98 | 0 | 0 | 0 |  |  | 0 | 0
21.8 | Scheme-8: Revamping of scoop cooling system installed in coal handling plant BTPS. | MERC/CAPEX/MSPGCL/2024-25/0310 | 2024-05-17 | 4.98 | 3.92 | 3.92 | 0 | 0 | 0 |  |  | 0 | 0
21.9 | Scheme-9: Retrofitting and Up-gradation of Dewatering system in CHP-BTPS. | MERC/CAPEX/MSPGCL/2024-25/0310 | 2024-05-17 | 3.92 | 9.01 | 9.01 | 0 | 0 | 0 |  |  | 0 | 0
0 | IDC | 0 | - | 0 | 0.53 | 0.53 | 0 | 0 | 0 |  |  | 0 | 0
0 | Asset Transfer from Projects | 0 | - | 0 | 0 | 0 | 0 | 0 | 0 |  |  | 0 | 0
0 | SP Busduct Unit 4&5 | 0 | - | 0 | 0.30072 | 0.30072 | 0 | 0 | 0 |  |  | 0 | 0
0 | ESP,ID,FD,PA Fans &Other Boiler Auxiliaries | 0 | - | 0 | 1.0283 | 1.0283 | 0 | 0 | 0 |  |  | 0 | 0
0 | (ii) DPR Yet to be Submitted to MERC | 0 | - | 0 | 0 | 0 | 0 | 0 | 0 |  |  | 0 | 0
0 | FY 2025-26 | 0 | - | 0 | 0 | 0 | 0 | 0 | 0 |  |  | 0 | 0
1 | Up gradation of coal mill reject system, Procurement of Air heater baskets & spare Air heater gearbox at 2X500MW, Bhusawal TPS | 0 | - | 0 | 31.75 | 0 | 31.75 | 0 | 0 |  |  | 0 | 31.75
1.1 | Work of Capacity enhancement, Engineering, modification, upgradation including spares and consumables and complete commissioning including operation and comprehensive maintenance for 12 months for coal mill reject handling system in Unit-4&5, 2X500MW, BTPS, Bhusawal | 0 | - | 0 | 15.05 | 15.05 | 0 | 0 | 0 |  |  | 0 | 0
1.2 | Procurement of assembly of baskets & seals for Air Preheater of type 31.5 VIM 2000 (72° PA), in Unit-5 2x500MW, BTPS Bhusawal | 0 | - | 0 | 7.45 | 7.45 | 0 | 0 | 0 |  |  | 0 | 0
1.3 | Procurement of APH Gearbox to improve availability and performance of Air preheaters at 2 x 500 MW Units, BTPS, Bhusawal. | 0 | - | 0 | 9.25 | 9.25 | 0 | 0 | 0 |  |  | 0 | 0
2 | Boiler Reliability & Availability improvement at 2x500MW, Bhusawal TPS. | 0 | - | 0 | 83.63 | 0 | 83.63 | 0 | 0 |  |  | 0 | 83.63
2.1 | Procurement & Replacement Of LTSH Coils for Unit - 4 & 5 (500MW) TPS, Bhusawal. | 0 | - | 0 | 19.11 | 19.11 | 0 | 0 | 0 |  |  | 0 | 0
2.2 | Procurement & Replacement Of Economiser Coils For Unit - 4 & 5 (500MW) TPS, Bhusawal | 0 | - | 0 | 47.6 | 47.6 | 0 | 0 | 0 |  |  | 0 | 0
2.3 | Procurement of assembly of APH Baskets Unit-4 | 0 | - | 0 | 7.55 | 7.55 | 0 | 0 | 0 |  |  | 0 | 0
2.4 | Procurement of APH Gearbox Unit-4&5 | 0 | - | 0 | 9.37 | 9.37 | 0 | 0 | 0 |  |  | 0 | 0
3 | Various Turbine side reliability improvement schemes at 2x500MW, BTPS | 0 | - | 0 | 41.4 | 0 | 41.4 | 0 | 0 |  |  | 0 | 41.4
3.1 | Reliability improvement of Atlas copco make (mode -ZR -500) | 0 | - | 0 | 2.4 | 2.4 | 0 | 0 | 0 |  |  | 0 | 0
3.2 | Reliability improvement of HPCV Valve with procurment cone assy | 0 | - | 0 | 2 | 2 | 0 | 0 | 0 |  |  | 0 | 0
3.3 | Reliability improvement of Alfa Laval make Portable COP | 0 | - | 0 | 3 | 3 | 0 | 0 | 0 |  |  | 0 | 0
3.4 | Reliability improvement of Seal Oil System with procurement of various U Seal rings | 0 | - | 0 | 2 | 2 | 0 | 0 | 0 |  |  | 0 | 0
3.5 | Reliability improvement of Unit-4 & 5 NDCT with replacement of PVC fills and allied work | 0 | - | 0 | 30 | 30 | 0 | 0 | 0 |  |  | 0 | 0
3.6 | Upgradation of Chiller plant, GEHO pump house & OLTC PLC system. | 0 | - | 0 | 2 | 2 | 0 | 0 | 0 |  |  | 0 | 0
4 | IB recommended scheme related (Civil and Electrical) | 0 | - | 0 | 10.76 | 0 | 10.76 | 0 | 0 |  |  | 0 | 10.76
4.1 | Work of fabricating and erecting structural steel watch tower (10 Nos.) in major store, plant area, ash pipe line and ash bund area at BTPS, Deepnagar. | 0 | - | 0 | 0.86 | 0.86 | 0 | 0 | 0 |  |  | 0 | 0
4.2 | Work of construction of ladies frisking room for security section and visitors room near factory gate and providing at 2x500MW, BTPS, Deepnagar. | 0 | - | 0 | 0.43 | 0.43 | 0 | 0 | 0 |  |  | 0 | 0
4.3 | Work of dismantling and construction old weathered UCR compound wall on bhogawati riverside in 2x500 MW at BTPS. | 0 | - | 0 | 3.29 | 3.29 | 0 | 0 | 0 |  |  | 0 | 0
4.4 | Construcion of RCC comppund wall from remote silo to pimpri sekam railway siding cabin at BTPS | 0 | - | 0 | 2.02 | 2.02 | 0 | 0 | 0 |  |  | 0 | 0
4.5 | Installation of Highmast towers | 0 | - | 0 | 4.16 | 4.16 | 0 | 0 | 0 |  |  | 0 | 0
0 | FY 2026-27 | 0 | - | 0 | 0 | 0 | 0 | 0 | 0 |  |  | 0 | 0
1 | Coal Mill Performance Improvement and Life Enhancement of BHEL Make XRP-1043 Coal Mills in 2x500 MW BTPS. | 0 | - | 0 | 0 | 0 | 0 | 0 | 0 |  |  | 0 | 0
1.1 | Coal Mill Performance Improvement and Life Enhancement of BHEL Make XRP-1043 Coal Mills in 2x500 MW BTPS. | 0 | - | 0 | 50 | 50 | 0 | 0 | 0 |  |  | 0 | 0
2 | Upgradation of Coal feeder weighing system and revamping of Boiler side pneumatic dampers system of Hot air, cold air, FD,PA and burner tilt at Bhusawal TPS 2x500W | 0 | - | 0 | 0 | 0 | 0 | 0 | 0 |  |  | 0 | 0
2.1 | Upgradation of Coal feeder weighing system at Bhusawal TPS 2x500W | 0 | - | 0 | 11.42 | 11.42 | 0 | 0 | 0 |  |  | 0 | 0
2.2 | Up-gradation of carbon monoxide analyzer in flue gas installed | 0 | - | 0 | 2.16 | 2.16 | 0 | 0 | 0 |  |  | 0 | 0
2.3 | Up- Gradation of condition monitoring & analysis system for TSI of Main Turbine , TDBFP & BOP System 2x500 MW BTPS. | 0 | - | 0 | 13.2 | 13.2 | 0 | 0 | 0 |  |  | 0 | 0
2.5 | Revamping of Boiler side pneumatic dampers system of Hot air, cold air, FD,PA and burner tilt at BTPS 2X500MW | 0 | - | 0 | 6 | 6 | 0 | 0 | 0 |  |  | 0 | 0
2.6 | Procurement of various high pressure valves at 2x500 MW. | 0 | - | 0 | 2.22 | 2.22 | 0 | 0 | 0 |  |  | 0 | 0
3 | Schemes for Turbine side auxiliaries systems Performance & efficiency improvement schemes at 2X500MW, Bhusawal TPS | 0 | - | 0 | 0 | 0 | 0 | 0 | 0 |  |  | 0 | 0
3.1 | Procurement of BFP Booster Pump (FA-1B-75) complete assembly (04 Nos) at 500MW BTPS, Bhusawal. | 0 | - | 0 | 3.16 | 3.16 | 0 | 0 | 0 |  |  | 0 | 0
3.2 | Procurement of Vacuum Pump complete assembly with recirculation Pump (01 No) and Impeller assembly (2 Nos) at 500MW BTPS, Bhusawal. | 0 | - | 0 | 5.2 | 5.2 | 0 | 0 | 0 |  |  | 0 | 0
3.3 | Revamping, modification of outdoor ducting of Air ventilation system at 2x500MW BTPS, Bhusawal. | 0 | - | 0 | 8.72 | 8.72 | 0 | 0 | 0 |  |  | 0 | 0
3.4 | Performance improvement of compressors | 0 | - | 0 | 12.99 | 12.99 | 0 | 0 | 0 |  |  | 0 | 0
3.5 | Centralized Water Management System at BTPS, Deepnagar, Bhusawal | 0 | - | 0 | 2.29 | 2.29 | 0 | 0 | 0 |  |  | 0 | 0
3.6 | Revamping and upgradation of Forbes Marshal make Steam & Water Analysis System Installed at 2x500MW BTPS. | 0 | - | 0 | 10.11 | 10.11 | 0 | 0 | 0 |  |  | 0 | 0
4 | Implementation of flexible operation solutions for technical minimum operation of 2x500MW, BTPS. | 0 | - | 0 | 0 | 0 | 0 | 0 | 0 |  |  | 0 | 0
4.1 | Implementation of flexible operation solutions for technical minimum operation of 2x500MW, BTPS. | 0 | - | 0 | 50 | 50 | 0 | 0 | 0 |  |  | 0 | 0
0 | FY 2027-28 | 0 | - | 0 | 0 | 0 | 0 | 0 | 0 |  |  | 0 | 0
1 | Supply,Installation and commissioning of Boiler performance and reliability improvement schemes at BTPS 2x500MW. | 0 | - | 0 | 0 | 0 | 0 | 0 | 0 |  |  | 0 | 0
1.1 | Procurement of M/s Torishima, Japan make, 350 KW, 6.6KV, Boiler Circulating Water (BCW) Pump Motors at BTPS 2x500MW. | 0 | - | 0 | 5.58 | 5.58 | 0 | 0 | 0 |  |  | 0 | 0
1.2 | Installation commissioning of Online DC Earth fault monitoring system at 220V DCDB at 500MW U-4&5. | 0 | - | 0 | 2.5 | 2.5 | 0 | 0 | 0 |  |  | 0 | 0
1.3 | Design, supply, erection, comms. Of ID VFD & AHP transformers for 2x500MW BTPS. | 0 | - | 0 | 2 | 2 | 0 | 0 | 0 |  |  | 0 | 0
1.4 | Design,supply,installation and commissioning of Energy efficient System for illumination at BTPS 2x500MW. | 0 | - | 0 | 4 | 4 | 0 | 0 | 0 |  |  | 0 | 0
1.5 | Procurement of Main Gear unit assembly of electrical Actuators in 2x500MW BTPS | 0 | - | 0 | 6 | 6 | 0 | 0 | 0 |  |  | 0 | 0
1.6 | Supply, erection, commissioning & site testing of 360V, 750 AH Station UPS Battery Sets along with accessories for Unit No.5 at BTPS 2x500MW. | 0 | - | 0 | 4 | 4 | 0 | 0 | 0 |  |  | 0 | 0
1.7 | Upgradation of EWLI system at Bhusawal TPS 2x500W | 0 | - | 0 | 1 | 1 | 0 | 0 | 0 |  |  | 0 | 0
2 | Performance improvement of Bottom ash evacualtion system to reduce auxillary power consumption, water consumption & environmental pollution at 2X500MW, Bhusawal TPS | 0 | - | 0 | 0 | 0 | 0 | 0 | 0 |  |  | 0 | 0
2.1 | Modification of latest design AR 200/550 Ash slurry pump assembly including auxillaries at AHP, 2x500MW, BTPS. | 0 | - | 0 | 4.69 | 4.69 | 0 | 0 | 0 |  |  | 0 | 0
2.2 | Modification of single roll reversible clinker grinder system at AHP, 2x500MW, BTPS | 0 | - | 0 | 3.09 | 3.09 | 0 | 0 | 0 |  |  | 0 | 0
2.3 | Modification of bottom ash & coarse ash slurry pipe line disposal system at AHP 2X500 MW BTPS | 0 | - | 0 | 34.55 | 34.55 | 0 | 0 | 0 |  |  | 0 | 0
3 | Boiler Reliability & Availability improvement at 2x500MW, Bhusawal TPS. | 0 | - | 0 | 0 | 0 | 0 | 0 | 0 |  |  | 0 | 0
3.1 | Procurement of Boiler Coils (CRH &HRH) at 2x500MW BTPS. | 0 | - | 0 | 25 | 25 | 0 | 0 | 0 |  |  | 0 | 0
3.2 | Procurement of ID fan impeller with shaft at 2x500 MW BTPS. | 0 | - | 0 | 15 | 15 | 0 | 0 | 0 |  |  | 0 | 0
3.3 | Procurement SH,RH,MS outlet valves with actuator and motor at 2x500 MW BTPS. | 0 | - | 0 | 5 | 5 | 0 | 0 | 0 |  |  | 0 | 0
4 | CHP Infrastructure Development Schemes | 0 | - | 0 | 0 | 0 | 0 | 0 | 0 |  |  | 0 | 0
4.1 | Supply, installation and commissioning PLC system on a single platform to match with external aspect & process improvement at CHP 2x500MW BTPS. | 0 | - | 0 | 18.4 | 18.4 | 0 | 0 | 0 |  |  | 0 | 0
4.2 | Supply, installation, retrofitting and commissioning of HT breaker at HT Switchgear in CHP 2x500MW BTPS | 0 | - | 0 | 6.9 | 6.9 | 0 | 0 | 0 |  |  | 0 | 0
4.3 | Supply, installation, retrofitting and commissioning of LT breaker at LT Switchgear in CHP 2x500MW BTPS. | 0 | - | 0 | 4.4 | 4.4 | 0 | 0 | 0 |  |  | 0 | 0
4.4 | Supply, Installation & Commissioning of Magnetic Separators at CHP 2x 500MW BTPS Deepnagar | 0 | - | 0 | 3.73 | 3.73 | 0 | 0 | 0 |  |  | 0 | 0
4.5 | Supply, Installation & Commissioning Flameproof lighting at CHP 2x 500MW BTPS Deepnagar | 0 | - | 0 | 10.47 | 10.47 | 0 | 0 | 0 |  |  | 0 | 0
4.6 | Supply, Installation & upgradation of HT /LT relay at CHP BTPS. | 0 | - | 0 | 3 | 3 | 0 | 0 | 0 |  |  | 0 | 0
5 | Detail Project report of improvement of Unloading in Coal handling Plant BTPS. | 0 | - | 0 | 0 | 0 | 0 | 0 | 0 |  |  | 0 | 0
5.1 | Procurement of 04 no of locomotives for Coal handling Plant BTPS. | 0 | - | 0 | 13.68 | 13.68 | 0 | 0 | 0 |  |  | 0 | 0
5.2 | Design Supply Erection and Comission of Hour glass shape Coal diverting chutes with extra life wear resistant plates in CHP, BTPS. | 0 | - | 0 | 5.67 | 5.67 | 0 | 0 | 0 |  |  | 0 | 0
5.3 | Design Supply Erection and Comission of Inverted Y Shape Coal diverting chutes with extra life wear resistant plates in CHP, BTPS. | 0 | - | 0 | 4.72 | 4.72 | 0 | 0 | 0 |  |  | 0 | 0
5.4 | Design Supply Erection and Comission of coal diverting chutes with extra life wear resistant plates in CHP BTPS. | 0 | - | 0 | 4.72 | 4.72 | 0 | 0 | 0 |  |  | 0 | 0
5.5 | Work of Revamping and structural up-gradation of conveyor 104A&B in Coal Handling Plant-BTPS. | 0 | - | 0 | 7.1 | 7.1 | 0 | 0 | 0 |  |  | 0 | 0
6 | Supply and Installation of reliability improvement schemes for HT/LT switchgears and auxilliaries at BTPS 2x500MW. | 0 | - | 0 | 0 | 0 | 0 | 0 | 0 |  |  | 0 | 0
6.1 | Procurement of HT Motors of various ratings at 2x500MW. | 0 | - | 0 | 4 | 4 | 0 | 0 | 0 |  |  | 0 | 0
6.2 | Procurement of Dry type transformers of varoius ratings at 2x500MW. | 0 | - | 0 | 4 | 4 | 0 | 0 | 0 |  |  | 0 | 0
6.3 | Procurement of Inverter and converter trolleys of GEHO Pump at 2x500MW. | 0 | - | 0 | 2 | 2 | 0 | 0 | 0 |  |  | 0 | 0
6.4 | Procurement of Vacuum Contactors of various ratings for HT Switchgears at BTPS 2x500MW. | 0 | - | 0 | 2.5 | 2.5 | 0 | 0 | 0 |  |  | 0 | 0
6.5 | Supply, erection, commissioning & site testing of 360V, 750 AH Station UPS Battery Sets along with accessories for Unit No.4 at BTPS 2x500MW’. | 0 | - | 0 | 4 | 4 | 0 | 0 | 0 |  |  | 0 | 0
6.6 | Updragation of Sox-Nox analyzer,PM analyzer, ETP analyzer at BTPS 2X500MW. | 0 | - | 0 | 1.05 | 1.05 | 0 | 0 | 0 |  |  | 0 | 0
6.7 | Upgradation of O2 analyzer at BTPS 2X500MW | 0 | - | 0 | 3.4 | 3.4 | 0 | 0 | 0 |  |  | 0 | 0
6.8 | Revamping & Upgradation Of Vibration Monitoring Rack From VM7 TO VM7B at BTPS 2X500MW | 0 | - | 0 | 5 | 5 | 0 | 0 | 0 |  |  | 0 | 0
6.9 | Procurement & Installation of High Mast towers in various location in BTPS | 0 | - | 0 | 2 | 2 | 0 | 0 | 0 |  |  | 0 | 0
6.1 | Renovation and Modification of Colony Electric Supply System to improve availability and reliability of supply system at BTPS Colony, Deepnagar | 0 | - | 0 | 15.85 | 15.85 | 0 | 0 | 0 |  |  | 0 | 0
6.11 | Work of Overhauling repairs of U-5 350KW BCWP motor of M/s Torishima make at BTPS 2x500MW. | 0 | - | 0 | 4 | 4 | 0 | 0 | 0 |  |  | 0 | 0
0 | FY 2028-29 | 0 | - | 0 | 0 | 0 | 0 | 0 | 0 |  |  | 0 | 0
1 | APH baskets with main drive Gear box and lub oil skids with motor at 2x500MW BTPS | 0 | - | 0 | 0 | 0 | 0 | 0 | 0 |  |  | 0 | 0
1.1 | APH baskets with main drive Gear box and lub oil skids with motor at 2x500MW BTPS | 0 | - | 0 | 0 | 0 | 0 | 50 | 50 |  |  | 50 | 0
2 | Detail Project Report for Design, Engineering, Supply, Installation and commissioning of 1500TPH Stacker cum re-claimer in Coal Handling Plant-BTPS. | 0 | - | 0 | 0 | 0 | 0 | 0 | 0 |  |  | 0 | 0
2.1 | Design, Engineering, Supply, Installation and commissioning of 1500TPH Stacker cum re-claimer in Coal Handling Plant-BTPS. | 0 | - | 0 | 0 | 0 | 0 | 118 | 118 |  |  | 118 | 0
3 | Enhancement of Unloading & Stacking Capacity of CHP. | 0 | - | 0 | 0 | 0 | 0 | 0 | 0 |  |  | 0 | 0
3.1 | Design Supply errection & Comissioning of Open Wagon Tippler along with stacking and reclaiming yard conveyors at CHP stack yard. | 0 | - | 0 | 0 | 0 | 0 | 89 | 89 |  |  | 89 | 0
0 | FY 2029-30 | 0 | - | 0 | 0 | 0 | 0 | 0 | 0 |  |  | 0 | 0
1 | Coal Mill Performance Improvement and Life Enhancement of BHEL Make XRP-1043 Coal Mills in 2x500 MW BTPS. | 0 | - | 0 | 0 | 0 | 0 | 0 | 0 |  |  | 0 | 0
1.1 | Coal Mill Performance Improvement and Life Enhancement of BHEL Make XRP-1043 Coal Mills in 2x500 MW BTPS. | 0 | - | 0 | 0 | 0 | 0 | 0 | 0 |  |  | 0 | 0
2 | Upgradation rail track in CHP -BTPS | 0 | - | 0 | 0 | 0 | 0 | 0 | 0 |  |  | 0 | 0
2.1 | Revamping and Upgradation of rail track from 52KG to 60KG in CHP-BTPS. | 0 | - | 0 | 0 | 0 | 0 | 0 | 0 |  |  | 0 | 0
0 | 0 | 0 | - | 0 | 0 | 0 | 0 | 0 | 0 |  |  | 0 | 0
0 | B) Non-DPR Schemes | 0 | - | 0 | 0 | 0 | 0 | 0 | 0 |  |  | 0 | 0
1 | Contract for modification of Wobbler feeder in CHP-2X500MW | 0 | - | 0 | 1.4733 | 1.4733 | 0 | 0 | 0 |  |  | 0 | 0
2 | Contract for Revamping of Apron Feeder in CHP-2X500MW | 0 | - | 0 | 2.3246 | 2.3246 | 0 | 0 | 0 |  |  | 0 | 0
3 | Procurement of double lip skirt sealing & tracking idler in CHP at 2x500MW, BTPS | 0 | - | 0 | 0.57025 | 0.57025 | 0 | 0 | 0 |  |  | 0 | 0
4 | Supply, erection & commissioning of vibrating feeder in CHP at 2x500MW, BTPS | 0 | - | 0 | 0.57796 | 0.57796 | 0 | 0 | 0 |  |  | 0 | 0
5 | Coal chutes with extra life wear resistance plates in CHP at 2X500MW | 0 | - | 0 | 2.0319 | 2.0319 | 0 | 0 | 0 |  |  | 0 | 0
6 | Epoxy Painting upto all height to structural steel work in main plant boiler side area and CHP area | 0 | - | 0 | 5.8625 | 5.8625 | 0 | 0 | 0 |  |  | 0 | 0
7 | Rectification of Belt feeder & Gravity Take-up in CHP-2X500MW. | 0 | - | 0 | 1.6479 | 1.6479 | 0 | 0 | 0 |  |  | 0 | 0
8 | Coal diverting chutes in CHP at 2X500MW. | 0 | - | 0 | 2.2184 | 2.2184 | 0 | 0 | 0 |  |  | 0 | 0
9 | Supply of Conveyor Pulleys with Ceramic lagging at CHP-2X500MW, BTPS, Bhusawal | 0 | - | 0 | 0.58051 | 0.58051 | 0 | 0 | 0 |  |  | 0 | 0
10 | Non-DPR Project Report for Design, Supply,Erection & Commissioning of High Performance Energy Chain System for Side Arm Charger at 2x500 at CHP | 0 | - | 0 | 1.5015 | 1.5015 | 0 | 0 | 0 |  |  | 0 | 0
11 | Implementation of Energy Conservation Demonstration Project in buildings of BTPS 2x500MW | 0 | - | 0 | 0 | 0 | 0 | 0 | 0 |  |  | 0 | 0
12 | Installation of Fire & Explosion Prevention system at Bhusawal 500MW Unit-4. | 0 | - | 0 | 2.4539 | 2.4539 | 0 | 0 | 0 |  |  | 0 | 0
13 | Fixtures & Fitting (10801) | 0 | - | 0 | 0.21334 | 0.21334 | 0 | 0 | 0 |  |  | 0 | 0
14 | Office equpment (10901) | 0 | - | 0 | 0.22996 | 0.22996 | 0 | 0 | 0 |  |  | 0 | 0
15 | 150 W & 40 W LED FIXTURES AT TG HOUSE BUILDING 2X500MW | 0 | - | 0 | 0.52807 | 0.27807 | 0.25 | 0 | 0 |  |  | 0 | 0.25
16 | JUMBO DEESERT AIR COOLERS FOR POWER TRANSFORERS | 0 | - | 0 | 0.10143 | 0.10143 | 0 | 0 | 0 |  |  | 0 | 0
17 | GEN ASSET (ALMIRAH,TABLE & CHAIR) (10801) | 0 | - | 0 | 0.23454 | 0.23454 | 0 | 0 | 0 |  |  | 0 | 0
18 | LAPTOP, 50 INCH TV,PRINTER,PROJECTOR,DESKTOP,UPS & ETS. (10901) | 0 | - | 0 | 0.55035 | 0.55035 | 0 | 0 | 0 |  |  | 0 | 0
19 | RESTAURANT EQUIP COMPOSTING MACHINE | 0 | - | 0 | 0.05049 | 0.05049 | 0 | 0 | 0 |  |  | 0
20 | OFFICE TABLE,STORGE RACK,FAN | 0 | - | 0 | 0.57869 | 0.57869 | 0 | 0 | 0 |  |  | 0
21 | CAMERAS | 0 | - | 0 | 0.038468 | 0.038468 | 0 | 0 | 0 |  |  | 0
22 | VELHALA ASH BUND RD WORK | 0 | - | 0 | 2.4645 | 2.4645 | 0 | 0 | 0 |  |  | 0
23 | CONCERETE ROAD FROM DIESEL PUMP TO 500MW FACTORY G | 0 | - | 0 | 0.98449 | 0.98449 | 0 | 0 | 0 |  |  | 0
24 | Admin Building | 0 | - | 0 | 0.05175 | 0 | 0.05175 | 0 | 0 |  |  | 0
25 | Furniture & Fixture | 0 | - | 0 | 0.13712 | 0.13712 | 0 | 0 | 0 |  |  | 0
26 | Office Equipment | 0 | - | 0 | 0.14424 | 0.14424 | 0 | 0 | 0 |  |  | 0
27 | Furniture & Fixture | 0 | - | 0 | 0.073968 | 0.073968 | 0 | 0 | 0 |  |  | 0
28 | Office Equipment | 0 | - | 0 | 0.15891 | 0.15891 | 0 | 0 | 0 |  |  | 0
29 | Work of repairs of 350 KW BCWP-4B & BCWP-5B motor of M/s. Torishima make at BTPS 2x500 MW | 0 | - | 0 | 4.8465 | 4.8465 | 0 | 0 | 0 |  |  | 0
30 | ABC Powder Type and Foam Type Composite Fire Extinguisher | 0 | - | 0 | 0.58548 | 0.58548 | 0 | 0 | 0 |  |  | 0
31 | Withdrawal of capex from Project (LD - Passenger Lifts) | 0 | - | 0 | 0 | -0.13899 | 0.13899 | 0 | 0 |  |  | 0
| Total |  |  |  | 1961.4105 | 2210.3197 | -248.9092 | 257 | 257 | 0 | 0 | 257 | -249.1
FY 2029-30
a) DPR Schemes
(i) Submitted to MERC
7 | Interconnection of 210 MW CHP to 500 MW CHP through Conveyors BC-02 & BC-03 having capacity of 500 TPH | MERC/CAPEX/20162017/00227 | 2016-05-24 | 24 | 0 | 0 | 0 | 0 | 0 |  |  | 0 | 0 | 0 | 0
7.1 | Interconnection of 210 MW CHP to 500 MW CHP through Conveyors BC-02 & BC-03 having capacity of 500 TPH | MERC/CAPEX/20162017/00227 | 2016-05-24 | 22.73 | 19.1067 | 19.1067 | 0 | 0 | 0 |  |  | 0 | 0 | 0 | 0
0 | IDC | MERC/CAPEX/20162017/00227 | 2016-05-24 | 1.27 | 0 | 0 | 0 | 0 | 0 |  |  | 0 | 0 | 0 | 0
8 | Stack management by procurement of Bulldozer & LOCO and CHP area schemes for performance & unloading improvement | MERC/CAPEX/20162017/01426 | 2017-02-02 | 9.9669 | 0 | 0 | 0 | 0 | 0 |  |  | 0 | 0 | 0 | 0
8.1 | Procurement of Locomotive 800 HP (2 No.’s) | MERC/CAPEX/20162017/01426 | 2017-02-02 | 4.9504 | 4.8261 | 4.8261 | 0 | 0 | 0 |  |  | 0 | 0 | 0 | 0
8.2 | Procurement of 2 No’s of Bulldozer Model D-155(2 No.’s) | MERC/CAPEX/20162017/01426 | 2017-02-02 | 2.562 | 3.4747 | 3.4747 | 0 | 0 | 0 |  |  | 0 | 0 | 0 | 0
8.3 | Modification below primary crusher chutes 15A/B & Conv.02 | MERC/CAPEX/20162017/01426 | 2017-02-02 | 0.42975 | 0.38033 | 0.38033 | 0 | 0 | 0 |  |  | 0 | 0 | 0 | 0
8.4 | New helical gear box for various conveyors | MERC/CAPEX/20162017/01426 | 2017-02-02 | 0.79339 | 0 | 0 | 0 | 0 | 0 |  |  | 0 | 0 | 0 | 0
8.5 | Procurement of Elecon Make Ring Granulator Type TK-09-38B | MERC/CAPEX/20162017/01426 | 2017-02-02 | 0.53719 | 0 | 0 | 0 | 0 | 0 |  |  | 0 | 0 | 0 | 0
8.6 | Procurement of Elecon Make Ring Granulator Type TK6 32B Ring Granulator | MERC/CAPEX/20162017/01426 | 2017-02-02 | 0.33884 | 0 | 0 | 0 | 0 | 0 |  |  | 0 | 0 | 0 | 0
0 | IDC | MERC/CAPEX/20162017/01426 | 2017-02-02 | 0.35537 | 0 | 0 | 0 | 0 | 0 |  |  | 0 | 0 | 0 | 0
9 | Construction of 1st raising of Ash bund from T.B.L. 258M to 264M at Bhusawal TPS | MERC/CAPEX/20172018/4267 | 2017-09-28 | 64.22 | 0 | 0 | 0 | 0 | 0 |  |  | 0 | 0 | 0 | 0
9.1 | Construction of 1st raising of Ash bund from T.B.L. 258M to 264M at Bhusawal TPS | MERC/CAPEX/20172018/4267 | 2017-09-28 | 64.22 | 64.4982 | 64.4982 | 0 | 0 | 0 |  |  | 0 | 0 | 0 | 0
10 | Augmentation of Ash Evacuation System & Procurement of BCW Pump Motors at Bhusawal & Khaperkheda TPS 500 MW Units | MERC/CAPEX/20172018/4782 | 2017-11-28 | 17.44 | 0 | 0 | 0 | 0 | 0 |  |  | 0 | 0 | 0 | 0
10.1 | Installation of standby Buffer Hopper parallel to existing pair of buffer hoppers | MERC/CAPEX/20172018/4782 | 2017-11-28 | 11.5 | 0 | 0 | 0 | 0 | 0 |  |  | 0 | 0 | 0 | 0
10.2 | Installation of additional vacuum pump for every two passes, near to intermediate hopper. | MERC/CAPEX/20172018/4782 | 2017-11-28 | 0.6 | 0 | 0 | 0 | 0 | 0 |  |  | 0 | 0 | 0 | 0
10.3 | Procurement of 02 Nos of M/s Torishima, Japan make, 350 KW, 6.6KV, Boiler Circulating Water (BCW) Pump Motors (without pump casing) with 02 lots of recommended Electrical & C&I spares for Bhusawal and Khaparkheda TPS 500MW. | MERC/CAPEX/20172018/4782 | 2017-11-28 | 4.24 | 4.6696 | 4.6696 | 0 | 0 | 0 |  |  | 0 | 0 | 0 | 0
10.4 | Procurement of complete ACVF drive module comprising of 2 Nos. of Supply and 3 Nos. of Inverter modules for GEHO pumps | MERC/CAPEX/20172018/4782 | 2017-11-28 | 0.95 | 0.92864 | 0.92864 | 0 | 0 | 0 |  |  | 0 | 0 | 0 | 0
10.5 | Supply, erection and commissioning of 24VDC, 100A Float & Float cum Boost Battery Charger with 325Ah Battery Bank for CWPH at BTPS 2x500 MW. | MERC/CAPEX/20172018/4782 | 2017-11-28 | 0.15 | 0.15788 | 0.15788 | 0 | 0 | 0 |  |  | 0 | 0 | 0 | 0
0 | IDC | MERC/CAPEX/20172018/4782 | 2017-11-28 | 0 | 0 | 0 | 0 | 0 | 0 |  |  | 0 | 0 | 0 | 0
11 | Various schemes for renovation of colony at Bhusawal TPS | MERC/CAPEX/20172018/0221 | 2018-02-12 | 19.3341 | 0 | 0 | 0 | 0 | 0 |  |  | 0 | 0 | 0 | 0
11.1 | Renovation of staff quarters & related work at BTPS Deepnagar | MERC/CAPEX/20172018/0221 | 2018-02-12 | 7.021 | 5.4584 | 5.4584 | 0 | 0 | 0 |  |  | 0 | 0 | 0 | 0
11.2 | Colony Internal Roads at BTPS, Deepnagar | MERC/CAPEX/20172018/0221 | 2018-02-12 | 3.85 | 3.2501 | 3.2514 | -0.001329 | 0 | 0 |  |  | 0 | -0.001329 | 0 | 0
11.3 | Water supply , sanitary & drainage works at BTPS, Deepnagar | MERC/CAPEX/20172018/0221 | 2018-02-12 | 7.3 | 5.8361 | 5.8109 | 0.025229 | 0 | 0 |  |  | 0 | 0.025229 | 0 | 0
11.4 | Plinth protection to existing buildings at BTPS, Deepnagar | MERC/CAPEX/20172018/0221 | 2018-02-12 | 1.1631 | 0.91823 | 0.91823 | -2.2e-08 | 0 | 0 |  |  | 0 | -2.2e-08 | 0 | 0
12 | Pipeline from River Water Pump House (RWPH) to aquaduct over Bhogawati River and Other allied power house road works under DPR scheme at BTPS, Bhusawal | MERC/CAPEX/2018-2019/0104 | 2019-04-04 | 13.1172 | 0 | 0 | 0 | 0 | 0 |  |  | 0 | 0 | 0 | 0
12.1 | Providing supplying laying, jointing, testing and commissioning of 1650 mm Ø ID 8 mm thick M.S. pipeline for raw water supply from RWPH to aquaduct over Bhogawati river at, BTPS, Bhusawal. | MERC/CAPEX/2018-2019/0104 | 2019-04-04 | 7.257 | 0 | 0 | 0 | 0 | 0 |  |  | 0 | 0 | 0 | 0
12.2 | Construction of WBM and Bituminous road along inlet & outlet canals and concreate road along periphery of Major store at BTPS, Bhusawal. | MERC/CAPEX/2018-2019/0104 | 2019-04-04 | 4.22 | 3.8305 | 3.8305 | -2.7e-08 | 0 | 0 |  |  | 0 | -2.7e-08 | 0 | 0
12.3 | Work of construction of self-supporting steel roofing system for a major store godown shed of span 25M at BTPS, Deepnagar. | MERC/CAPEX/2018-2019/0104 | 2019-04-04 | 1.6402 | 0.27 | 1.6376 | -1.3676 | 0 | 0 |  |  | 0 | -1.3676 | 0 | 0
0 | IDC | MERC/CAPEX/2018-2019/0104 | 2019-04-04 | 0 | 0.14918 | 0.14918 | 0 | 0 | 0 |  |  | 0 | 0 | 0 | 0
13 | Supply, erection, commissioning & site testing of 220 V, 2035 AH, Station Battery Sets (4 Nos.) and 24 V, 2250 AH, SG/TG & BOP Battery Sets (8 Nos.) for U# 4 & 5 along with accessories at 2 x 500 MW BTPS, Bhusawal | MERC/CAPEX/2017-2018/1226 | 2018-08-10 | 11.59 | 0 | 0 | 0 | 0 | 0 |  |  | 0 | 0 | 0 | 0
13.1 | Supply, erection, commissioning & site testing of 220V, 2035 AH Station Battery Sets (02 Nos.) and 24V, 2250AH, SG/TG & BOP Battery Set (04 Nos.) along with accessories for Unit No.5 at BTPS 2x500MW. | MERC/CAPEX/2017-2018/1226 | 2018-08-10 | 5.795 | 6.374 | 6.374 | 0 | 0 | 0 |  |  | 0 | 0 | 0 | 0
13.2 | Supply, erection, commissioning & site testing of 220V, 2035 AH Station Battery Sets (02 Nos.) and 24V, 2250AH, SG/TG & BOP Battery Set (04 Nos.) along with accessories for Unit No.4 at BTPS 2x500MW. | MERC/CAPEX/2017-2018/1226 | 2018-08-10 | 5.795 | 6.3227 | 6.3227 | 0 | 0 | 0 |  |  | 0 | 0 | 0 | 0
15 | Flue Gas Desulphurization (FGD) System for 500 MW Units (Total 8 Nos) of MSPGCL | MERC/CAPEX/2020-2021/WFH/SBR/45 | 2021-02-05 | 869.5 | 0 | 0 | 0 | 0 | 0 |  |  | 0 | 0 | 0 | 0
15.1 | Flue Gas Desulphurization (FGD) System for Bhusawal Unit 4-5 | MERC/CAPEX/2020-2021/WFH/SBR/45 | 2021-02-05 | 830.4 | 849.16 | 1273.74 | -424.58 | 0 | 0 |  |  | 0 | -424.58 | 0 | 0
0 | IDC | MERC/CAPEX/2020-2021/WFH/SBR/45 | 2021-02-05 | 39.1 | 0 | 0 | 0 | 0 | 0 |  |  | 0 | 0 | 0 | 0
16 | Procurement of two BFP Cartridges & one rotor of Turbine driven BFP & at 500MW BTPS, Bhusawal | MERC/CAPEX/2020-2021/WFO/SBR/49 | 2021-03-08 | 10.52 | 0 | 0 | 0 | 0 | 0 |  |  | 0 | 0 | 0 | 0
16.1 | Procurement of two BFP Cartridges at 500MW BTPS, Bhusawal | MERC/CAPEX/2020-2021/WFO/SBR/49 | 2021-03-08 | 3.84 | 2.24 | 2.24 | 0 | 0 | 0 |  |  | 0 | 0 | 0 | 0
16.2 | Procurement of one rotor of Turbine driven BFP at 500MW BTPS, Bhusawal | MERC/CAPEX/2020-2021/WFO/SBR/49 | 2021-03-08 | 6.46 | 7.6136 | 7.6136 | 0 | 0 | 0 |  |  | 0 | 0 | 0 | 0
0 | IDC | MERC/CAPEX/2020-2021/WFO/SBR/49 | 2021-03-08 | 0.22 | 0 | 0 | 0 | 0 | 0 |  |  | 0 | 0 | 0 | 0
17 | CHP Improvement Schemes at 2X500MW, BTPS, Bhusawal | MERC/CAPEX/2020-2021/WFH/SBR/09 | 2021-06-10 | 21.22 | 0 | 0 | 0 | 0 | 0 |  |  | 0 | 0 | 0 | 0
17.1 | Revamping of Apron Feeder in CHP at 2X500MW, BTPS | MERC/CAPEX/2020-2021/WFH/SBR/09 | 2021-06-10 | 4.67 | 4.6492 | 4.6492 | 0 | 0 | 0 |  |  | 0 | 0 | 0 | 0
17.2 | Design, engineering, manufacturing, supply, Erection and commissioning of short conveyor from stack yard to belt feeder 112 in CHP 2x500MW BTPS. | MERC/CAPEX/2020-2021/WFH/SBR/09 | 2021-06-10 | 3.53 | 3.9648 | 3.9648 | 0 | 0 | 0 |  |  | 0 | 0 | 0 | 0
17.3 | Design, engineering, manufacturing, supply, Erection and commissioning of stone grappler at Wagon Tippler No.3 in CHP 2x500MW BTPS. | MERC/CAPEX/2020-2021/WFH/SBR/09 | 2021-06-10 | 0.84 | 0.84 | 0.84 | 0 | 0 | 0 |  |  | 0 | 0 | 0 | 0
17.4 | Procurement of suspended magnets in CHP 2x500MW BTPS. | MERC/CAPEX/2020-2021/WFH/SBR/09 | 2021-06-10 | 2.95 | 2.947 | 2.947 | 0 | 0 | 0 |  |  | 0 | 0 | 0 | 0
17.5 | Supply, Erection And Commissioning of Electro-Mechanical Drive to Apron Feeder at CHP 500MW | MERC/CAPEX/2020-2021/WFH/SBR/09 | 2021-06-10 | 7.57 | 7.57 | 0 | 7.57 | 0 | 0 |  |  | 0 | 7.57 | 0 | 0
0 | IDC | MERC/CAPEX/2020-2021/WFH/SBR/09 | 2021-06-10 | 1.66 | 0.067524 | 0.067524 | 0 | 0 | 0 |  |  | 0 | 0 | 0 | 0
HO DPR 6 | Supply, Installation, Commissioning and Operation & Maintenance Services of Continuous Ambient Air Quality Monitoring Stations (CAAQMS) at various TPS | MERC/CAPEX/20162017/00423 | 2016-08-03 | 3.9773 | 0 | 0 | 0 | 0 | 0 |  |  | 0 | 0 | 0 | 0
1 | Bhusawal: Unit 4-5 (3 Nos.) | MERC/CAPEX/20162017/00423 | 2016-08-03 | 3.9773 | 1.9468 | 1.9458 | 0.001 | 0 | 0 |  |  | 0 | 0.001 | 0 | 0
HO DPR 7 | Installation of Real Time Online Coal-Ash Analyzer at various TPS | MERC/CAPEX/20162017/00774 | 2016-09-30 | 4.0552 | 0 | 0 | 0 | 0 | 0 |  |  | 0 | 0 | 0 | 0
1 | Bhusawal: Unit 4-5 | MERC/CAPEX/20162017/00774 | 2016-09-30 | 4.0552 | 0 | 0 | 0 | 0 | 0 |  |  | 0 | 0 | 0 | 0
HO DPR 8 | Replacement of Fire Tenders at Various Power Stations of Mahagenco | MERC/CAPEX/20172018/4653 | 2017-11-13 | 3.95 | 0 | 0 | 0 | 0 | 0 |  |  | 0 | 0 | 0 | 0
1 | Advance Multipurpose Fire Tender for BTPS 4-5 | MERC/CAPEX/20172018/4653 | 2017-11-13 | 1.45 | 1.7765 | 1.7765 | 0 | 0 | 0 |  |  | 0 | 0 | 0 | 0
2 | Normal Multipurpose Fire Tender for BTPS 4-5 | MERC/CAPEX/20172018/4653 | 2017-11-13 | 2.5 | 2.1847 | 2.1847 | 0 | 0 | 0 |  |  | 0 | 0 | 0 | 0
0 | IDC | MERC/CAPEX/20172018/4653 | 2017-11-13 | 0 | 0 | 0 | 0 | 0 | 0 |  |  | 0 | 0 | 0 | 0
HO DPR 10 | Implementation of IB recommendations- Civil works at various TPS of Mahagenco | MERC/CAPEX/20172018/0177 | 2018-02-06 | 10.0654 | 0 | 0 | 0 | 0 | 0 |  |  | 0 | 0 | 0 | 0
1 | Bhusawal: Unit 4-5 | MERC/CAPEX/20172018/0177 | 2018-02-06 | 10.0654 | 9.1854 | 9.1837 | 0.0017614 | 0 | 0 |  |  | 0 | 0.0017614 | 0 | 0
18 | Procurement of assembly of baskets for Air Pre-heater of type 31.5 VIM 2000 (72° PA), Replacement of thermal insulation of Boiler, Ducts & Steam Pipelines and Coal Mill Gear Box in 2x500MW at BTPS, Bhusawal | MERC/CAPEX/2021-2022/ SBR/ 15 | 2021-09-22 | 14.96 | 0 | 0 | 0 | 0 | 0 |  |  | 0 | 0 | 0 | 0
18.1 | Procurement of assembly of baskets for Air Preheater of type 31.5 VIM 2000 (72° PA) for Unit-4&5 | MERC/CAPEX/2021-2022/ SBR/ 15 | 2021-09-22 | 5.53 | 8.411 | 8.411 | 0 | 0 | 0 |  |  | 0 | 0 | 0 | 0
18.2 | Replacement of thermal insulation of Boiler, Ducts & Steam Pipelines along with supply | MERC/CAPEX/2021-2022/ SBR/ 15 | 2021-09-22 | 3.52 | 3.52 | 2 | 1.52 | 0 | 0 |  |  | 0 | 1.52 | 0 | 0
18.3 | Supply of XRP-1043 coal mill gearbox spares in unit-4&5. | MERC/CAPEX/2021-2022/ SBR/ 15 | 2021-09-22 | 5.39 | 3.7044 | 3.7044 | -2.6e-08 | 0 | 0 |  |  | 0 | -2.6e-08 | 0 | 0
0 | IDC | MERC/CAPEX/2021-2022/ SBR/ 15 | 2021-09-22 | 0.52 | 0 | 0 | 0 | 0 | 0 |  |  | 0 | 0 | 0 | 0
19 | Up-gradation of Operating System of Max DNA DCS, GE Fanuc PLC system & Schneider PLC system & Procurement of Critical Insurance spares for PA and FD fans System at 2 x 500 MW Units BTPS Bhusawal | MERC/CAPEX/2023-2024/0178 | 2024-03-11 | 31.05 | 0 | 0 | 0 | 0 | 0 |  |  | 0 | 0 | 0 | 0
19.1 | Up-gradation of Existing MaxDNA System (HMI) at 500MW BTPS, Bhusawal | MERC/CAPEX/2023-2024/0178 | 2024-03-11 | 8.69 | 8.69 | 8.69 | 0 | 0 | 0 |  |  | 0 | 0 | 0 | 0
19.2 | Up-gradation of GE IP (GE-Fanuc) make PLC system (HMI) installed at AHP, CPU plant, FOPH, FWPH and Mill Reject system at 2x500MW BTPS, Bhusawal. | MERC/CAPEX/2023-2024/0178 | 2024-03-11 | 1.35 | 1.2948 | 1.3538 | -0.059 | 0 | 0 |  |  | 0 | -0.059 | 0 | 0
19.3 | Up-gradation of Schneider PLC System at 2x500MW, BTPS, Bhusawal | MERC/CAPEX/2023-2024/0178 | 2024-03-11 | 2.33 | 2.3093 | 2.3093 | 0 | 0 | 0 |  |  | 0 | 0 | 0 | 0
19.4 | Procurement of Rotor assembly with blade set for PA and FD fan at 2 X 500 MW BTPS Bhusawal | MERC/CAPEX/2023-2024/0178 | 2024-03-11 | 18.18 | 16.16 | 16.16 | 0 | 0 | 0 |  |  | 0 | 0 | 0 | 0
0 | IDC | MERC/CAPEX/2023-2024/0178 | 2024-03-11 | 0.5 | 0.5 | 0.5 | 0 | 0 | 0 |  |  | 0 | 0 | 0 | 0
HO DPR 13 | Construction of new Administrative Building for Mahagenco at Vidyut Bhawan, Katol Road, Nagpur | MERC/CAPEX/2021-2022/MSPGCL/063 | 2022-02-12 | 57 | 0 | 0 | 0 | 0 | 0 |  |  | 0 | 0 | 0 | 0
1 | Construction of new Administrative Building for Mahagenco at Vidyut Bhawan, Katol Road, Nagpur | MERC/CAPEX/2021-2022/MSPGCL/063 | 2022-02-12 | 54.24 | 0 | 0 | 0 | 0 | 0 |  |  | 0 | 0 | 0 | 0
0 | IDC | MERC/CAPEX/2021-2022/MSPGCL/063 | 2022-02-12 | 2.76 | 0 | 0 | 0 | 0 | 0 |  |  | 0 | 0 | 0 | 0
HO DPR 16 | Centralized Monitoring Solution | MERC/CAPEX/MSPGCL/2023-24/0576 | 2023-11-02 | 69.309 | 0 | 0 | 0 | 0 | 0 |  |  | 0 | 0 | 0 | 0
1 | Centralized Monitoring Solution | MERC/CAPEX/MSPGCL/2023-24/0576 | 2023-11-02 | 66.009 | 0 | 0 | 0 | 0 | 0 |  |  | 0 | 0 | 0 | 0
0 | IDC | MERC/CAPEX/MSPGCL/2023-24/0576 | 2023-11-02 | 3.3 | 0 | 0 | 0 | 0 | 0 |  |  | 0 | 0 | 0 | 0
20 | Improvement of Loadability and Availability of Coal Handling Plant at BTPS, Bhusawal | MERC/CAPEX/MSPGCL/2024-25/0309 | 2024-05-17 | 0 | 0 | 0 | 0 | 0 | 0 |  |  | 0 | 0 | 0 | 0
20.1 | Scheme-1:-Design Engineering, Supply, Erection, commissioning, Extension of travel Length & Capacity Enhancement of coal yard with additional drive system of stacker reclaimer conveyor No. 110 at in coal handling Plant BTPS. | MERC/CAPEX/MSPGCL/2024-25/0309 | 2024-05-17 | 14.27 | 14.27 | 14.27 | 0 | 0 | 0 |  |  | 0 | 0
20.2 | Scheme-2:-Design, Engineering, Rectification, Erection & Commissioning of Z point at Conveyor 108A & B at CHP-500MW. | MERC/CAPEX/MSPGCL/2024-25/0309 | 2024-05-17 | 8.18 | 8.18 | 8.18 | 0 | 0 | 0 |  |  | 0 | 0
20.3 | Scheme-3:-Design, Engineering and provision of material lifting arrangement for crusher floor, wobbler feeder & C-105 floor In CHP BTPS. | MERC/CAPEX/MSPGCL/2024-25/0309 | 2024-05-17 | 1.88 | 1.88 | 1.88 | 0 | 0 | 0 |  |  | 0 | 0
20.4 | Scheme-4:-Structural up-gradation and rehabilitation of reversible yard conveyor in coal handling plant. | MERC/CAPEX/MSPGCL/2024-25/0309 | 2024-05-17 | 4.21 | 4.21 | 4.21 | 0 | 0 | 0 |  |  | 0 | 0
20.5 | Scheme-5:-Design, Engineering, Erection and commissioning of Receiving and discharge chutes of wobbler feeders in CHP BTPS. | MERC/CAPEX/MSPGCL/2024-25/0309 | 2024-05-17 | 6.25 | 6.25 | 6.25 | 0 | 0 | 0 |  |  | 0 | 0
20.6 | Scheme-6: Procurement of 3 Nos. of Bulldozers at BTPS, Bhusawal. | MERC/CAPEX/MSPGCL/2024-25/0309 | 2024-05-17 | 7.35 | 7.35 | 7.35 | 0 | 0 | 0 |  |  | 0 | 0
0 | IDC | 0 | - | 0 | 0.42 | 0.42 | 0 | 0 | 0 |  |  | 0 | 0
21 | Performance Improvement of Coal Handling Plant at BTPS-U4 & 5, Bhusawal | MERC/CAPEX/MSPGCL/2024-25/0310 | - | 0 | 0 | 0 | 0 | 0 | 0 |  |  | 0 | 0
21.1 | Scheme-1: Revamping, Modification of Gravity take-up and Drive Augmentation of Bunkering conveyor in CHP BTPS | MERC/CAPEX/MSPGCL/2024-25/0310 | 2024-05-17 | 11.35 | 11.35 | 11.35 | 0 | 0 | 0 |  |  | 0 | 0
21.2 | Scheme-2: Revamping of coal diverting chutes in CHP 2x500 MW BTPS | MERC/CAPEX/MSPGCL/2024-25/0310 | 2024-05-17 | 5.73 | 5.73 | 5.73 | 0 | 0 | 0 |  |  | 0 | 0
21.3 | Scheme-3: Revamping and structural augmentation of Reversible feeder conveyors in CHP-BTPS. | MERC/CAPEX/MSPGCL/2024-25/0310 | 2024-05-17 | 1.77 | 3.52 | 3.52 | 0 | 0 | 0 |  |  | 0 | 0
21.4 | Scheme-4: Revamping and up-gradation of air & ventilation system in Coal Handling Plant-BTPS. | MERC/CAPEX/MSPGCL/2024-25/0310 | 2024-05-17 | 9.01 | 3.85 | 3.85 | 0 | 0 | 0 |  |  | 0 | 0
21.5 | Scheme-5: Revamping, Structural & drive up-gradation of conveyor-111 in CHP-BTPS. | MERC/CAPEX/MSPGCL/2024-25/0310 | 2024-05-17 | 3.85 | 8.62 | 8.62 | 0 | 0 | 0 |  |  | 0 | 0
21.6 | Scheme-6: Revamping and structural up-gradation of conveyor system in tunnel area in Coal Handling Plant-BTPS. | MERC/CAPEX/MSPGCL/2024-25/0310 | 2024-05-17 | 8.62 | 8.06 | 8.06 | 0 | 0 | 0 |  |  | 0 | 0
21.7 | Scheme-7: Erection & Commissioning of Travelling type coal chutes in CHP BTPS. | MERC/CAPEX/MSPGCL/2024-25/0310 | 2024-05-17 | 8.06 | 4.98 | 4.98 | 0 | 0 | 0 |  |  | 0 | 0
21.8 | Scheme-8: Revamping of scoop cooling system installed in coal handling plant BTPS. | MERC/CAPEX/MSPGCL/2024-25/0310 | 2024-05-17 | 4.98 | 3.92 | 3.92 | 0 | 0 | 0 |  |  | 0 | 0
21.9 | Scheme-9: Retrofitting and Up-gradation of Dewatering system in CHP-BTPS. | MERC/CAPEX/MSPGCL/2024-25/0310 | 2024-05-17 | 3.92 | 9.01 | 9.01 | 0 | 0 | 0 |  |  | 0 | 0
0 | IDC | 0 | - | 0 | 0.53 | 0.53 | 0 | 0 | 0 |  |  | 0 | 0
0 | Asset Transfer from Projects | 0 | - | 0 | 0 | 0 | 0 | 0 | 0 |  |  | 0 | 0
0 | SP Busduct Unit 4&5 | 0 | - | 0 | 0.30072 | 0.30072 | 0 | 0 | 0 |  |  | 0 | 0
0 | ESP,ID,FD,PA Fans &Other Boiler Auxiliaries | 0 | - | 0 | 1.0283 | 1.0283 | 0 | 0 | 0 |  |  | 0 | 0
0 | (ii) DPR Yet to be Submitted to MERC | 0 | - | 0 | 0 | 0 | 0 | 0 | 0 |  |  | 0 | 0
0 | FY 2025-26 | 0 | - | 0 | 0 | 0 | 0 | 0 | 0 |  |  | 0 | 0
1 | Up gradation of coal mill reject system, Procurement of Air heater baskets & spare Air heater gearbox at 2X500MW, Bhusawal TPS | 0 | - | 0 | 31.75 | 0 | 31.75 | 0 | 0 |  |  | 0 | 31.75
1.1 | Work of Capacity enhancement, Engineering, modification, upgradation including spares and consumables and complete commissioning including operation and comprehensive maintenance for 12 months for coal mill reject handling system in Unit-4&5, 2X500MW, BTPS, Bhusawal | 0 | - | 0 | 15.05 | 15.05 | 0 | 0 | 0 |  |  | 0 | 0
1.2 | Procurement of assembly of baskets & seals for Air Preheater of type 31.5 VIM 2000 (72° PA), in Unit-5 2x500MW, BTPS Bhusawal | 0 | - | 0 | 7.45 | 7.45 | 0 | 0 | 0 |  |  | 0 | 0
1.3 | Procurement of APH Gearbox to improve availability and performance of Air preheaters at 2 x 500 MW Units, BTPS, Bhusawal. | 0 | - | 0 | 9.25 | 9.25 | 0 | 0 | 0 |  |  | 0 | 0
2 | Boiler Reliability & Availability improvement at 2x500MW, Bhusawal TPS. | 0 | - | 0 | 83.63 | 0 | 83.63 | 0 | 0 |  |  | 0 | 83.63
2.1 | Procurement & Replacement Of LTSH Coils for Unit - 4 & 5 (500MW) TPS, Bhusawal. | 0 | - | 0 | 19.11 | 19.11 | 0 | 0 | 0 |  |  | 0 | 0
2.2 | Procurement & Replacement Of Economiser Coils For Unit - 4 & 5 (500MW) TPS, Bhusawal | 0 | - | 0 | 47.6 | 47.6 | 0 | 0 | 0 |  |  | 0 | 0
2.3 | Procurement of assembly of APH Baskets Unit-4 | 0 | - | 0 | 7.55 | 7.55 | 0 | 0 | 0 |  |  | 0 | 0
2.4 | Procurement of APH Gearbox Unit-4&5 | 0 | - | 0 | 9.37 | 9.37 | 0 | 0 | 0 |  |  | 0 | 0
3 | Various Turbine side reliability improvement schemes at 2x500MW, BTPS | 0 | - | 0 | 41.4 | 0 | 41.4 | 0 | 0 |  |  | 0 | 41.4
3.1 | Reliability improvement of Atlas copco make (mode -ZR -500) | 0 | - | 0 | 2.4 | 2.4 | 0 | 0 | 0 |  |  | 0 | 0
3.2 | Reliability improvement of HPCV Valve with procurment cone assy | 0 | - | 0 | 2 | 2 | 0 | 0 | 0 |  |  | 0 | 0
3.3 | Reliability improvement of Alfa Laval make Portable COP | 0 | - | 0 | 3 | 3 | 0 | 0 | 0 |  |  | 0 | 0
3.4 | Reliability improvement of Seal Oil System with procurement of various U Seal rings | 0 | - | 0 | 2 | 2 | 0 | 0 | 0 |  |  | 0 | 0
3.5 | Reliability improvement of Unit-4 & 5 NDCT with replacement of PVC fills and allied work | 0 | - | 0 | 30 | 30 | 0 | 0 | 0 |  |  | 0 | 0
3.6 | Upgradation of Chiller plant, GEHO pump house & OLTC PLC system. | 0 | - | 0 | 2 | 2 | 0 | 0 | 0 |  |  | 0 | 0
4 | IB recommended scheme related (Civil and Electrical) | 0 | - | 0 | 10.76 | 0 | 10.76 | 0 | 0 |  |  | 0 | 10.76
4.1 | Work of fabricating and erecting structural steel watch tower (10 Nos.) in major store, plant area, ash pipe line and ash bund area at BTPS, Deepnagar. | 0 | - | 0 | 0.86 | 0.86 | 0 | 0 | 0 |  |  | 0 | 0
4.2 | Work of construction of ladies frisking room for security section and visitors room near factory gate and providing at 2x500MW, BTPS, Deepnagar. | 0 | - | 0 | 0.43 | 0.43 | 0 | 0 | 0 |  |  | 0 | 0
4.3 | Work of dismantling and construction old weathered UCR compound wall on bhogawati riverside in 2x500 MW at BTPS. | 0 | - | 0 | 3.29 | 3.29 | 0 | 0 | 0 |  |  | 0 | 0
4.4 | Construcion of RCC comppund wall from remote silo to pimpri sekam railway siding cabin at BTPS | 0 | - | 0 | 2.02 | 2.02 | 0 | 0 | 0 |  |  | 0 | 0
4.5 | Installation of Highmast towers | 0 | - | 0 | 4.16 | 4.16 | 0 | 0 | 0 |  |  | 0 | 0
0 | FY 2026-27 | 0 | - | 0 | 0 | 0 | 0 | 0 | 0 |  |  | 0 | 0
1 | Coal Mill Performance Improvement and Life Enhancement of BHEL Make XRP-1043 Coal Mills in 2x500 MW BTPS. | 0 | - | 0 | 0 | 0 | 0 | 0 | 0 |  |  | 0 | 0
1.1 | Coal Mill Performance Improvement and Life Enhancement of BHEL Make XRP-1043 Coal Mills in 2x500 MW BTPS. | 0 | - | 0 | 50 | 50 | 0 | 0 | 0 |  |  | 0 | 0
2 | Upgradation of Coal feeder weighing system and revamping of Boiler side pneumatic dampers system of Hot air, cold air, FD,PA and burner tilt at Bhusawal TPS 2x500W | 0 | - | 0 | 0 | 0 | 0 | 0 | 0 |  |  | 0 | 0
2.1 | Upgradation of Coal feeder weighing system at Bhusawal TPS 2x500W | 0 | - | 0 | 11.42 | 11.42 | 0 | 0 | 0 |  |  | 0 | 0
2.2 | Up-gradation of carbon monoxide analyzer in flue gas installed | 0 | - | 0 | 2.16 | 2.16 | 0 | 0 | 0 |  |  | 0 | 0
2.3 | Up- Gradation of condition monitoring & analysis system for TSI of Main Turbine , TDBFP & BOP System 2x500 MW BTPS. | 0 | - | 0 | 13.2 | 13.2 | 0 | 0 | 0 |  |  | 0 | 0
2.5 | Revamping of Boiler side pneumatic dampers system of Hot air, cold air, FD,PA and burner tilt at BTPS 2X500MW | 0 | - | 0 | 6 | 6 | 0 | 0 | 0 |  |  | 0 | 0
2.6 | Procurement of various high pressure valves at 2x500 MW. | 0 | - | 0 | 2.22 | 2.22 | 0 | 0 | 0 |  |  | 0 | 0
3 | Schemes for Turbine side auxiliaries systems Performance & efficiency improvement schemes at 2X500MW, Bhusawal TPS | 0 | - | 0 | 0 | 0 | 0 | 0 | 0 |  |  | 0 | 0
3.1 | Procurement of BFP Booster Pump (FA-1B-75) complete assembly (04 Nos) at 500MW BTPS, Bhusawal. | 0 | - | 0 | 3.16 | 3.16 | 0 | 0 | 0 |  |  | 0 | 0
3.2 | Procurement of Vacuum Pump complete assembly with recirculation Pump (01 No) and Impeller assembly (2 Nos) at 500MW BTPS, Bhusawal. | 0 | - | 0 | 5.2 | 5.2 | 0 | 0 | 0 |  |  | 0 | 0
3.3 | Revamping, modification of outdoor ducting of Air ventilation system at 2x500MW BTPS, Bhusawal. | 0 | - | 0 | 8.72 | 8.72 | 0 | 0 | 0 |  |  | 0 | 0
3.4 | Performance improvement of compressors | 0 | - | 0 | 12.99 | 12.99 | 0 | 0 | 0 |  |  | 0 | 0
3.5 | Centralized Water Management System at BTPS, Deepnagar, Bhusawal | 0 | - | 0 | 2.29 | 2.29 | 0 | 0 | 0 |  |  | 0 | 0
3.6 | Revamping and upgradation of Forbes Marshal make Steam & Water Analysis System Installed at 2x500MW BTPS. | 0 | - | 0 | 10.11 | 10.11 | 0 | 0 | 0 |  |  | 0 | 0
4 | Implementation of flexible operation solutions for technical minimum operation of 2x500MW, BTPS. | 0 | - | 0 | 0 | 0 | 0 | 0 | 0 |  |  | 0 | 0
4.1 | Implementation of flexible operation solutions for technical minimum operation of 2x500MW, BTPS. | 0 | - | 0 | 50 | 50 | 0 | 0 | 0 |  |  | 0 | 0
0 | FY 2027-28 | 0 | - | 0 | 0 | 0 | 0 | 0 | 0 |  |  | 0 | 0
1 | Supply,Installation and commissioning of Boiler performance and reliability improvement schemes at BTPS 2x500MW. | 0 | - | 0 | 0 | 0 | 0 | 0 | 0 |  |  | 0 | 0
1.1 | Procurement of M/s Torishima, Japan make, 350 KW, 6.6KV, Boiler Circulating Water (BCW) Pump Motors at BTPS 2x500MW. | 0 | - | 0 | 5.58 | 5.58 | 0 | 0 | 0 |  |  | 0 | 0
1.2 | Installation commissioning of Online DC Earth fault monitoring system at 220V DCDB at 500MW U-4&5. | 0 | - | 0 | 2.5 | 2.5 | 0 | 0 | 0 |  |  | 0 | 0
1.3 | Design, supply, erection, comms. Of ID VFD & AHP transformers for 2x500MW BTPS. | 0 | - | 0 | 2 | 2 | 0 | 0 | 0 |  |  | 0 | 0
1.4 | Design,supply,installation and commissioning of Energy efficient System for illumination at BTPS 2x500MW. | 0 | - | 0 | 4 | 4 | 0 | 0 | 0 |  |  | 0 | 0
1.5 | Procurement of Main Gear unit assembly of electrical Actuators in 2x500MW BTPS | 0 | - | 0 | 6 | 6 | 0 | 0 | 0 |  |  | 0 | 0
1.6 | Supply, erection, commissioning & site testing of 360V, 750 AH Station UPS Battery Sets along with accessories for Unit No.5 at BTPS 2x500MW. | 0 | - | 0 | 4 | 4 | 0 | 0 | 0 |  |  | 0 | 0
1.7 | Upgradation of EWLI system at Bhusawal TPS 2x500W | 0 | - | 0 | 1 | 1 | 0 | 0 | 0 |  |  | 0 | 0
2 | Performance improvement of Bottom ash evacualtion system to reduce auxillary power consumption, water consumption & environmental pollution at 2X500MW, Bhusawal TPS | 0 | - | 0 | 0 | 0 | 0 | 0 | 0 |  |  | 0 | 0
2.1 | Modification of latest design AR 200/550 Ash slurry pump assembly including auxillaries at AHP, 2x500MW, BTPS. | 0 | - | 0 | 4.69 | 4.69 | 0 | 0 | 0 |  |  | 0 | 0
2.2 | Modification of single roll reversible clinker grinder system at AHP, 2x500MW, BTPS | 0 | - | 0 | 3.09 | 3.09 | 0 | 0 | 0 |  |  | 0 | 0
2.3 | Modification of bottom ash & coarse ash slurry pipe line disposal system at AHP 2X500 MW BTPS | 0 | - | 0 | 34.55 | 34.55 | 0 | 0 | 0 |  |  | 0 | 0
3 | Boiler Reliability & Availability improvement at 2x500MW, Bhusawal TPS. | 0 | - | 0 | 0 | 0 | 0 | 0 | 0 |  |  | 0 | 0
3.1 | Procurement of Boiler Coils (CRH &HRH) at 2x500MW BTPS. | 0 | - | 0 | 25 | 25 | 0 | 0 | 0 |  |  | 0 | 0
3.2 | Procurement of ID fan impeller with shaft at 2x500 MW BTPS. | 0 | - | 0 | 15 | 15 | 0 | 0 | 0 |  |  | 0 | 0
3.3 | Procurement SH,RH,MS outlet valves with actuator and motor at 2x500 MW BTPS. | 0 | - | 0 | 5 | 5 | 0 | 0 | 0 |  |  | 0 | 0
4 | CHP Infrastructure Development Schemes | 0 | - | 0 | 0 | 0 | 0 | 0 | 0 |  |  | 0 | 0
4.1 | Supply, installation and commissioning PLC system on a single platform to match with external aspect & process improvement at CHP 2x500MW BTPS. | 0 | - | 0 | 18.4 | 18.4 | 0 | 0 | 0 |  |  | 0 | 0
4.2 | Supply, installation, retrofitting and commissioning of HT breaker at HT Switchgear in CHP 2x500MW BTPS | 0 | - | 0 | 6.9 | 6.9 | 0 | 0 | 0 |  |  | 0 | 0
4.3 | Supply, installation, retrofitting and commissioning of LT breaker at LT Switchgear in CHP 2x500MW BTPS. | 0 | - | 0 | 4.4 | 4.4 | 0 | 0 | 0 |  |  | 0 | 0
4.4 | Supply, Installation & Commissioning of Magnetic Separators at CHP 2x 500MW BTPS Deepnagar | 0 | - | 0 | 3.73 | 3.73 | 0 | 0 | 0 |  |  | 0 | 0
4.5 | Supply, Installation & Commissioning Flameproof lighting at CHP 2x 500MW BTPS Deepnagar | 0 | - | 0 | 10.47 | 10.47 | 0 | 0 | 0 |  |  | 0 | 0
4.6 | Supply, Installation & upgradation of HT /LT relay at CHP BTPS. | 0 | - | 0 | 3 | 3 | 0 | 0 | 0 |  |  | 0 | 0
5 | Detail Project report of improvement of Unloading in Coal handling Plant BTPS. | 0 | - | 0 | 0 | 0 | 0 | 0 | 0 |  |  | 0 | 0
5.1 | Procurement of 04 no of locomotives for Coal handling Plant BTPS. | 0 | - | 0 | 13.68 | 13.68 | 0 | 0 | 0 |  |  | 0 | 0
5.2 | Design Supply Erection and Comission of Hour glass shape Coal diverting chutes with extra life wear resistant plates in CHP, BTPS. | 0 | - | 0 | 5.67 | 5.67 | 0 | 0 | 0 |  |  | 0 | 0
5.3 | Design Supply Erection and Comission of Inverted Y Shape Coal diverting chutes with extra life wear resistant plates in CHP, BTPS. | 0 | - | 0 | 4.72 | 4.72 | 0 | 0 | 0 |  |  | 0 | 0
5.4 | Design Supply Erection and Comission of coal diverting chutes with extra life wear resistant plates in CHP BTPS. | 0 | - | 0 | 4.72 | 4.72 | 0 | 0 | 0 |  |  | 0 | 0
5.5 | Work of Revamping and structural up-gradation of conveyor 104A&B in Coal Handling Plant-BTPS. | 0 | - | 0 | 7.1 | 7.1 | 0 | 0 | 0 |  |  | 0 | 0
6 | Supply and Installation of reliability improvement schemes for HT/LT switchgears and auxilliaries at BTPS 2x500MW. | 0 | - | 0 | 0 | 0 | 0 | 0 | 0 |  |  | 0 | 0
6.1 | Procurement of HT Motors of various ratings at 2x500MW. | 0 | - | 0 | 4 | 4 | 0 | 0 | 0 |  |  | 0 | 0
6.2 | Procurement of Dry type transformers of varoius ratings at 2x500MW. | 0 | - | 0 | 4 | 4 | 0 | 0 | 0 |  |  | 0 | 0
6.3 | Procurement of Inverter and converter trolleys of GEHO Pump at 2x500MW. | 0 | - | 0 | 2 | 2 | 0 | 0 | 0 |  |  | 0 | 0
6.4 | Procurement of Vacuum Contactors of various ratings for HT Switchgears at BTPS 2x500MW. | 0 | - | 0 | 2.5 | 2.5 | 0 | 0 | 0 |  |  | 0 | 0
6.5 | Supply, erection, commissioning & site testing of 360V, 750 AH Station UPS Battery Sets along with accessories for Unit No.4 at BTPS 2x500MW’. | 0 | - | 0 | 4 | 4 | 0 | 0 | 0 |  |  | 0 | 0
6.6 | Updragation of Sox-Nox analyzer,PM analyzer, ETP analyzer at BTPS 2X500MW. | 0 | - | 0 | 1.05 | 1.05 | 0 | 0 | 0 |  |  | 0 | 0
6.7 | Upgradation of O2 analyzer at BTPS 2X500MW | 0 | - | 0 | 3.4 | 3.4 | 0 | 0 | 0 |  |  | 0 | 0
6.8 | Revamping & Upgradation Of Vibration Monitoring Rack From VM7 TO VM7B at BTPS 2X500MW | 0 | - | 0 | 5 | 5 | 0 | 0 | 0 |  |  | 0 | 0
6.9 | Procurement & Installation of High Mast towers in various location in BTPS | 0 | - | 0 | 2 | 2 | 0 | 0 | 0 |  |  | 0 | 0
6.1 | Renovation and Modification of Colony Electric Supply System to improve availability and reliability of supply system at BTPS Colony, Deepnagar | 0 | - | 0 | 15.85 | 15.85 | 0 | 0 | 0 |  |  | 0 | 0
6.11 | Work of Overhauling repairs of U-5 350KW BCWP motor of M/s Torishima make at BTPS 2x500MW. | 0 | - | 0 | 4 | 4 | 0 | 0 | 0 |  |  | 0 | 0
0 | FY 2028-29 | 0 | - | 0 | 0 | 0 | 0 | 0 | 0 |  |  | 0 | 0
1 | APH baskets with main drive Gear box and lub oil skids with motor at 2x500MW BTPS | 0 | - | 0 | 0 | 0 | 0 | 0 | 0 |  |  | 0 | 0
1.1 | APH baskets with main drive Gear box and lub oil skids with motor at 2x500MW BTPS | 0 | - | 0 | 50 | 50 | 0 | 0 | 0 |  |  | 0 | 0
2 | Detail Project Report for Design, Engineering, Supply, Installation and commissioning of 1500TPH Stacker cum re-claimer in Coal Handling Plant-BTPS. | 0 | - | 0 | 0 | 0 | 0 | 0 | 0 |  |  | 0 | 0
2.1 | Design, Engineering, Supply, Installation and commissioning of 1500TPH Stacker cum re-claimer in Coal Handling Plant-BTPS. | 0 | - | 0 | 118 | 118 | 0 | 0 | 0 |  |  | 0 | 0
3 | Enhancement of Unloading & Stacking Capacity of CHP. | 0 | - | 0 | 0 | 0 | 0 | 0 | 0 |  |  | 0 | 0
3.1 | Design Supply errection & Comissioning of Open Wagon Tippler along with stacking and reclaiming yard conveyors at CHP stack yard. | 0 | - | 0 | 89 | 89 | 0 | 0 | 0 |  |  | 0 | 0
0 | FY 2029-30 | 0 | - | 0 | 0 | 0 | 0 | 0 | 0 |  |  | 0 | 0
1 | Coal Mill Performance Improvement and Life Enhancement of BHEL Make XRP-1043 Coal Mills in 2x500 MW BTPS. | 0 | - | 0 | 0 | 0 | 0 | 0 | 0 |  |  | 0 | 0
1.1 | Coal Mill Performance Improvement and Life Enhancement of BHEL Make XRP-1043 Coal Mills in 2x500 MW BTPS. | 0 | - | 0 | 0 | 0 | 0 | 70 | 70 |  |  | 70 | 0
2 | Upgradation rail track in CHP -BTPS | 0 | - | 0 | 0 | 0 | 0 | 0 | 0 |  |  | 0 | 0
2.1 | Revamping and Upgradation of rail track from 52KG to 60KG in CHP-BTPS. | 0 | - | 0 | 0 | 0 | 0 | 75 | 75 |  |  | 75 | 0
0 | 0 | 0 | - | 0 | 0 | 0 | 0 | 0 | 0 |  |  | 0 | 0
0 | B) Non-DPR Schemes | 0 | - | 0 | 0 | 0 | 0 | 0 | 0 |  |  | 0 | 0
1 | Contract for modification of Wobbler feeder in CHP-2X500MW | 0 | - | 0 | 1.4733 | 1.4733 | 0 | 0 | 0 |  |  | 0 | 0
2 | Contract for Revamping of Apron Feeder in CHP-2X500MW | 0 | - | 0 | 2.3246 | 2.3246 | 0 | 0 | 0 |  |  | 0 | 0
3 | Procurement of double lip skirt sealing & tracking idler in CHP at 2x500MW, BTPS | 0 | - | 0 | 0.57025 | 0.57025 | 0 | 0 | 0 |  |  | 0 | 0
4 | Supply, erection & commissioning of vibrating feeder in CHP at 2x500MW, BTPS | 0 | - | 0 | 0.57796 | 0.57796 | 0 | 0 | 0 |  |  | 0 | 0
5 | Coal chutes with extra life wear resistance plates in CHP at 2X500MW | 0 | - | 0 | 2.0319 | 2.0319 | 0 | 0 | 0 |  |  | 0 | 0
6 | Epoxy Painting upto all height to structural steel work in main plant boiler side area and CHP area | 0 | - | 0 | 5.8625 | 5.8625 | 0 | 0 | 0 |  |  | 0 | 0
7 | Rectification of Belt feeder & Gravity Take-up in CHP-2X500MW. | 0 | - | 0 | 1.6479 | 1.6479 | 0 | 0 | 0 |  |  | 0 | 0
8 | Coal diverting chutes in CHP at 2X500MW. | 0 | - | 0 | 2.2184 | 2.2184 | 0 | 0 | 0 |  |  | 0 | 0
9 | Supply of Conveyor Pulleys with Ceramic lagging at CHP-2X500MW, BTPS, Bhusawal | 0 | - | 0 | 0.58051 | 0.58051 | 0 | 0 | 0 |  |  | 0 | 0
10 | Non-DPR Project Report for Design, Supply,Erection & Commissioning of High Performance Energy Chain System for Side Arm Charger at 2x500 at CHP | 0 | - | 0 | 1.5015 | 1.5015 | 0 | 0 | 0 |  |  | 0 | 0
11 | Implementation of Energy Conservation Demonstration Project in buildings of BTPS 2x500MW | 0 | - | 0 | 0 | 0 | 0 | 0 | 0 |  |  | 0 | 0
12 | Installation of Fire & Explosion Prevention system at Bhusawal 500MW Unit-4. | 0 | - | 0 | 2.4539 | 2.4539 | 0 | 0 | 0 |  |  | 0 | 0
13 | Fixtures & Fitting (10801) | 0 | - | 0 | 0.21334 | 0.21334 | 0 | 0 | 0 |  |  | 0 | 0
14 | Office equpment (10901) | 0 | - | 0 | 0.22996 | 0.22996 | 0 | 0 | 0 |  |  | 0 | 0
15 | 150 W & 40 W LED FIXTURES AT TG HOUSE BUILDING 2X500MW | 0 | - | 0 | 0.52807 | 0.27807 | 0.25 | 0 | 0 |  |  | 0 | 0.25
16 | JUMBO DEESERT AIR COOLERS FOR POWER TRANSFORERS | 0 | - | 0 | 0.10143 | 0.10143 | 0 | 0 | 0 |  |  | 0 | 0
17 | GEN ASSET (ALMIRAH,TABLE & CHAIR) (10801) | 0 | - | 0 | 0.23454 | 0.23454 | 0 | 0 | 0 |  |  | 0 | 0
18 | LAPTOP, 50 INCH TV,PRINTER,PROJECTOR,DESKTOP,UPS & ETS. (10901) | 0 | - | 0 | 0.55035 | 0.55035 | 0 | 0 | 0 |  |  | 0 | 0
19 | RESTAURANT EQUIP COMPOSTING MACHINE | 0 | - | 0 | 0.05049 | 0.05049 | 0 | 0 | 0 |  |  | 0
20 | OFFICE TABLE,STORGE RACK,FAN | 0 | - | 0 | 0.57869 | 0.57869 | 0 | 0 | 0 |  |  | 0
21 | CAMERAS | 0 | - | 0 | 0.038468 | 0.038468 | 0 | 0 | 0 |  |  | 0
22 | VELHALA ASH BUND RD WORK | 0 | - | 0 | 2.4645 | 2.4645 | 0 | 0 | 0 |  |  | 0
23 | CONCERETE ROAD FROM DIESEL PUMP TO 500MW FACTORY G | 0 | - | 0 | 0.98449 | 0.98449 | 0 | 0 | 0 |  |  | 0
24 | Admin Building | 0 | - | 0 | 0.05175 | 0 | 0.05175 | 0 | 0 |  |  | 0
25 | Furniture & Fixture | 0 | - | 0 | 0.13712 | 0.13712 | 0 | 0 | 0 |  |  | 0
26 | Office Equipment | 0 | - | 0 | 0.14424 | 0.14424 | 0 | 0 | 0 |  |  | 0
27 | Furniture & Fixture | 0 | - | 0 | 0.073968 | 0.073968 | 0 | 0 | 0 |  |  | 0
28 | Office Equipment | 0 | - | 0 | 0.15891 | 0.15891 | 0 | 0 | 0 |  |  | 0
29 | Work of repairs of 350 KW BCWP-4B & BCWP-5B motor of M/s. Torishima make at BTPS 2x500 MW | 0 | - | 0 | 4.8465 | 4.8465 | 0 | 0 | 0 |  |  | 0
30 | ABC Powder Type and Foam Type Composite Fire Extinguisher | 0 | - | 0 | 0.58548 | 0.58548 | 0 | 0 | 0 |  |  | 0
31 | Withdrawal of capex from Project (LD - Passenger Lifts) | 0 | - | 0 | 0 | -0.13899 | 0.13899 | 0 | 0 |  |  | 0
| Total |  |  |  | 2218.4105 | 2467.3197 | -248.9092 | 145 | 145 | 0 | 0 | 145 | -249.1

## F5 (T)
Maharashtra State Power Generation Company Ltd.
MYT Petition Formats for Bhusawal Units 4&5
Form 5= Form 5.1 (E) + Form 5.1 (N) : Total Assets & Depreciation for assets
(A) Gross Fixed Assets
(Rs. Crore)
| Sr. No. | Particulars | FY 2022-23 |  |  |  |  | FY 2023-24 |  |  |  |  | FY 2024-25 |  |  |  |  | FY 2025-26
|  |  | Actual |  |  |  |  | Actual |  |  |  |  | Estimated |  |  |  |  | Projected
|  |  | Balance at the beginning of the year | Additions during the year | Retirement of assets during the year | Asset not in use | Balance at the end of the year | Balance at the beginning of the year | Additions during the year | Retirement of assets during the year | Asset not in use | Balance at the end of the year | Balance at the beginning of the year | Additions during the year | Retirement of assets during the year | Asset not in use | Balance at the end of the year | Balance at the beginning of the year | Additions during the year | Retirement of assets during the year | Asset not in use | Balance at the end of the year
|  |  | (a) | (b) | (c) | (d) | (e) = (a)+(b)-(c)-(d) | (e) | (f) | (g) | (h) | (i) = (e)+(f)-(g)-(h) | (i) | (j) | (k) | (l) | (m) = (i)+(j)-(k)-(l) | (m) | (n) | (o) | (p) | (q) = (m)+(n)-(o)-(p)
| 1 | Land & Rights | 12.275 | 0 | 0 | 0 | 12.275 | 12.275 | 0 | 0 | 0 | 12.275 | 12.275 | 0 | 0 | 0 | 12.275 | 12.275 | 0 | 0 | 0 | 12.275
| 2 | Buildings | 321.4851 | 0 | 0 | 0 | 321.4851 | 321.4851 | 0 | 0 | 0 | 321.4851 | 321.4851 | 0 | 0 | 0 | 321.4851 | 321.4851 | 0 | 0 | 0 | 321.4851
| 3 | Cooling Towers and Circulating Water Systems | 0 | 0 | 0 | 0 | 0 | 0 | 0 | 0 | 0 | 0 | 0 | 0 | 0 | 0 | 0 | 0 | 10 | 0 | 0 | 10
| 4 | Hydraulic works | 345.29 | 0 | 0 | 0 | 345.29 | 345.29 | 0 | 0 | 0 | 345.29 | 345.29 | 0 | 0 | 0 | 345.29 | 345.29 | 0 | 0 | 0 | 345.29
| 5 | Other & Civil work | 373.8947 | 1.6871 | 0 | 0 | 375.5818 | 375.5818 | 3.18 | 0 | 0 | 378.7618 | 378.7618 | 0 | 0 | 0 | 378.7618 | 378.7618 | 2.2 | 0 | 0 | 380.9618
| 6 | Plant & Machinery | 5626.2006 | 9.7663 | 0 | 0 | 5635.9669 | 5635.9669 | 13.17 | 0 | 0 | 5649.1369 | 5649.1369 | 24.4148 | 0 | 0 | 5673.5517 | 5673.5517 | 46.71 | 0 | 0 | 5720.2617
| 7 | Batteries | 4.9693 | 0 | 0 | 0 | 4.9693 | 4.9693 | 0 | 0 | 0 | 4.9693 | 4.9693 | 0 | 0 | 0 | 4.9693 | 4.9693 | 0 | 0 | 0 | 4.9693
| 8 | Air Conditioning | 0.1017 | 0 | 0 | 0 | 0.1017 | 0.1017 | 0 | 0 | 0 | 0.1017 | 0.1017 | 0 | 0 | 0 | 0.1017 | 0.1017 | 0 | 0 | 0 | 0.1017
| 9 | Lines & cable Network | 48.46 | 0 | 0 | 0 | 48.46 | 48.46 | 0 | 0 | 0 | 48.46 | 48.46 | 0 | 0 | 0 | 48.46 | 48.46 | 0 | 0 | 0 | 48.46
| 10 | Vehicles | 3.3164 | 2.1847 | 0 | 0 | 5.5011 | 5.5011 | 0 | 0 | 0 | 5.5011 | 5.5011 | 0 | 0 | 0 | 5.5011 | 5.5011 | 0 | 0 | 0 | 5.5011
| 11 | Furniture & Fixtures | 2.826 | 0.13712 | 0 | 0 | 2.9631 | 2.9631 | 0.073968 | 0 | 0 | 3.0371 | 3.0371 | 0 | 0 | 0 | 3.0371 | 3.0371 | 0 | 0 | 0 | 3.0371
| 12 | Office Equipment | 1.0908 | 0 | 0 | 0 | 1.0908 | 1.0908 | 0 | 0 | 0 | 1.0908 | 1.0908 | 0 | 0 | 0 | 1.0908 | 1.0908 | 0 | 0 | 0 | 1.0908
| 13 | Communication Equipments | 0 | 0 | 0 | 0 | 0 | 0 | 0 | 0 | 0 | 0 | 0 | 0 | 0 | 0 | 0 | 0 | 0 | 0 | 0 | 0
| 14 | I.T. Equipment | 0 | 0.14424 | 0.30061 | 0 | -0.15637 | -0.15637 | 0.15891 | 0 | 0 | 0.0025316 | 0.0025316 | 0 | 0 | 0 | 0.0025316 | 0.0025316 | 0 | 0 | 0 | 0.0025316
| 15 | Software | 0 | 0 | 0 | 0 | 0 | 0 | 0 | 0 | 0 | 0 | 0 | 0 | 0 | 0 | 0 | 0 | 0 | 0 | 0 | 0
| 16 | Intangibles | 0 | 0 | 0 | 0 | 0 | 0 | 0 | 0 | 0 | 0 | 0 | 0 | 0 | 0 | 0 | 0 | 0 | 0 | 0 | 0
| 17 | RIGHT TO USE OF KGSC LEASE ASSET STAGE I & II | 0 | 0 | 0 | 0 | 0 | 0 | 0 | 0 | 0 | 0 | 0 | 0 | 0 | 0 | 0 | 0 | 0 | 0 | 0 | 0
|  | Total | 6739.9097 | 13.9194 | 0.30061 | 0 | 6753.5285 | 6753.5285 | 16.5829 | 0 | 0 | 6770.1113 | 6770.1113 | 24.4148 | 0 | 0 | 6794.5261 | 6794.5261 | 58.91 | 0 | 0 | 6853.4361
Note: Documentary evidence of all assets put to use during the completed Years shall be provided with this format
(Rs. Crore)
| Sr. No. | Particulars | FY 2026-27 |  |  |  |  | FY 2027-28 |  |  |  |  | FY 2028-29 |  |  |  |  | FY 2029-30
|  |  | Projected |  |  |  |  | Projected |  |  |  |  | Projected |  |  |  |  | Projected
|  |  | Balance at the beginning of the year | Additions during the year | Retirement of assets during the year | Asset not in use | Balance at the end of the year | Balance at the beginning of the year | Additions during the year | Retirement of assets during the year | Asset not in use | Balance at the end of the year | Balance at the beginning of the year | Additions during the year | Retirement of assets during the year | Asset not in use | Balance at the end of the year | Balance at the beginning of the year | Additions during the year | Retirement of assets during the year | Asset not in use | Balance at the end of the year
|  |  | (q) | (r) | (s) | (t) | (u) = (q)+(r)-(s)-(t) | (u) | (v) | (w) | (x) | (y) = (u)+(v)-(w)-(x) | (y) | (z) | (aa) | (ab) | (ac) = (y)+(z)-(aa)-(ab) | (ac) | (ad) | (ae) | (af) | (ag) = (ac)+(ad)-(ae)-(af)
| 1 | Land & Rights | 12.275 | 0 | 0 | 0 | 12.275 | 12.275 | 0 | 0 | 0 | 12.275 | 12.275 | 0 | 0 | 0 | 12.275 | 12.275 | 0 | 0 | 0 | 12.275
| 2 | Buildings | 321.4851 | 0 | 0 | 0 | 321.4851 | 321.4851 | 0 | 0 | 0 | 321.4851 | 321.4851 | 0 | 0 | 0 | 321.4851 | 321.4851 | 0 | 0 | 0 | 321.4851
| 3 | Cooling Towers and Circulating Water Systems | 10 | 0 | 0 | 0 | 10 | 10 | 0 | 0 | 0 | 10 | 10 | 0 | 0 | 0 | 10 | 10 | 0 | 0 | 0 | 10
| 4 | Hydraulic works | 345.29 | 0 | 0 | 0 | 345.29 | 345.29 | 0 | 0 | 0 | 345.29 | 345.29 | 0 | 0 | 0 | 345.29 | 345.29 | 0 | 0 | 0 | 345.29
| 5 | Other & Civil work | 380.9618 | 0 | 0 | 0 | 380.9618 | 380.9618 | 0 | 0 | 0 | 380.9618 | 380.9618 | 0 | 0 | 0 | 380.9618 | 380.9618 | 0 | 0 | 0 | 380.9618
| 6 | Plant & Machinery | 5720.2617 | 275.395 | 0 | 0 | 5995.6567 | 5995.6567 | 115.118 | 0 | 0 | 6110.7747 | 6110.7747 | 171.3333 | 0 | 0 | 6282.108 | 6282.108 | 145 | 0 | 0 | 6427.108
| 7 | Batteries | 4.9693 | 0 | 0 | 0 | 4.9693 | 4.9693 | 0 | 0 | 0 | 4.9693 | 4.9693 | 0 | 0 | 0 | 4.9693 | 4.9693 | 0 | 0 | 0 | 4.9693
| 8 | Air Conditioning | 0.1017 | 0 | 0 | 0 | 0.1017 | 0.1017 | 0 | 0 | 0 | 0.1017 | 0.1017 | 0 | 0 | 0 | 0.1017 | 0.1017 | 0 | 0 | 0 | 0.1017
| 9 | Lines & cable Network | 48.46 | 0 | 0 | 0 | 48.46 | 48.46 | 0 | 0 | 0 | 48.46 | 48.46 | 0 | 0 | 0 | 48.46 | 48.46 | 0 | 0 | 0 | 48.46
| 10 | Vehicles | 5.5011 | 1.8375 | 0 | 0 | 7.3386 | 7.3386 | 6.84 | 0 | 0 | 14.1786 | 14.1786 | 0 | 0 | 0 | 14.1786 | 14.1786 | 0 | 0 | 0 | 14.1786
| 11 | Furniture & Fixtures | 3.0371 | 0 | 0 | 0 | 3.0371 | 3.0371 | 0 | 0 | 0 | 3.0371 | 3.0371 | 0 | 0 | 0 | 3.0371 | 3.0371 | 0 | 0 | 0 | 3.0371
| 12 | Office Equipment | 1.0908 | 0 | 0 | 0 | 1.0908 | 1.0908 | 0 | 0 | 0 | 1.0908 | 1.0908 | 0 | 0 | 0 | 1.0908 | 1.0908 | 0 | 0 | 0 | 1.0908
| 13 | Communication Equipments | 0 | 0 | 0 | 0 | 0 | 0 | 0 | 0 | 0 | 0 | 0 | 0 | 0 | 0 | 0 | 0 | 0 | 0 | 0 | 0
| 14 | I.T. Equipment | 0.0025316 | 0 | 0 | 0 | 0.0025316 | 0.0025316 | 0 | 0 | 0 | 0.0025316 | 0.0025316 | 0 | 0 | 0 | 0.0025316 | 0.0025316 | 0 | 0 | 0 | 0.0025316
| 15 | Software | 0 | 0 | 0 | 0 | 0 | 0 | 0 | 0 | 0 | 0 | 0 | 0 | 0 | 0 | 0 | 0 | 0 | 0 | 0 | 0
| 16 | Intangibles | 0 | 0 | 0 | 0 | 0 | 0 | 0 | 0 | 0 | 0 | 0 | 0 | 0 | 0 | 0 | 0 | 0 | 0 | 0 | 0
| 17 | RIGHT TO USE OF KGSC LEASE ASSET STAGE I & II | 0 | 0 | 0 | 0 | 0 | 0 | 0 | 0 | 0 | 0 | 0 | 0 | 0 | 0 | 0 | 0 | 0 | 0 | 0 | 0
|  | Total | 6853.4361 | 277.2325 | 0 | 0 | 7130.6686 | 7130.6686 | 121.958 | 0 | 0 | 7252.6266 | 7252.6266 | 171.3333 | 0 | 0 | 7423.96 | 7423.96 | 145 | 0 | 0 | 7568.96
(B) Depreciation
(Rs. Crore)
| Sr. No. | Particulars | FY 2022-23 |  |  |  |  | FY 2023-24 |  |  |  |  | FY 2024-25 |  |  |  |  | FY 2025-26
|  |  | Actual |  |  |  |  | Actual |  |  |  |  | Estimated |  |  |  |  | Projected
Dep rate |  |  | Accumulated depreciation at the beginning of the year | Additions during the year | Withdrawals during the year | Asset not in use | Accumulated depreciation at the end of the year | Accumulated depreciation at the beginning of the year | Additions during the year | Withdrawals during the year | Asset not in use | Accumulated depreciation at the end of the year | Accumulated depreciation at the beginning of the year | Additions during the year | Withdrawals during the year | Asset not in use | Accumulated depreciation at the end of the year | Accumulated depreciation at the beginning of the year | Additions during the year | Withdrawals during the year | Asset not in use | Accumulated depreciation at the end of the year
|  |  | (a) | (b) | (c) | (d) | (e) = (a)+(b)-(c)-(d) | (e) | (f) | (g) | (h) | (i) = (e)+(f)-(g)-(h) | (i) | (j) | (k) | (l) | (m) = (i)+(j)-(k)-(l) | (m) | (n) | (o) | (p) | (q) = (m)+(n)-(o)-(p)
| 1 | Land & Rights | 0 | 0 | 0 | 0 | 0 | 0 | 0 | 0 | 0 | 0 | 0 | 0 | 0 | 0 | 0 | 0 | 0 | 0 | 0 | 0
| 2 | Buildings | 93.8786 | 10.7376 | 0 | 0 | 104.6163 | 104.6163 | 10.7376 | 0 | 0 | 115.3539 | 115.3539 | 10.7376 | 0 | 0 | 126.0915 | 126.0915 | 10.7376 | 0 | 0 | 136.8291
| 3 | Cooling Towers and Circulating Water Systems | 0 | 0 | 0 | 0 | 0 | 0 | 0 | 0 | 0 | 0 | 0 | 0 | 0 | 0 | 0 | 0 | 0.211 | 0 | 0 | 0.211
| 4 | Hydraulic works | 161.3732 | 18.2313 | 0 | 0 | 179.6045 | 179.6045 | 18.2313 | 0 | 0 | 197.8358 | 197.8358 | 18.2313 | 0 | 0 | 216.0671 | 216.0671 | 18.2313 | 0 | 0 | 234.2984
| 5 | Other & Civil work | 88.8719 | 12.5163 | 0 | 0 | 101.3882 | 101.3882 | 12.5975 | 0 | 0 | 113.9857 | 113.9857 | 12.6506 | 0 | 0 | 126.6364 | 126.6364 | 12.6874 | 0 | 0 | 139.3238
| 6 | Plant & Machinery | 2568.6506 | 297.3212 | 0 | 0 | 2865.9718 | 2865.9718 | 297.9267 | 0 | 0 | 3163.8986 | 3163.8986 | 298.919 | 0 | 0 | 3462.8175 | 3462.8175 | 300.5491 | 0 | 0 | 3763.3666
| 7 | Batteries | 2.0205 | 0.89448 | 0 | 0 | 2.915 | 2.915 | 0.89448 | 0 | 0 | 3.8094 | 3.8094 | 0.046682 | 0 | 0 | 3.8561 | 3.8561 | 0.046682 | 0 | 0 | 3.9028
| 8 | Air Conditioning | 0.0080547 | 0.0053698 | 0 | 0 | 0.013425 | 0.013425 | 0.0053698 | 0 | 0 | 0.018794 | 0.018794 | 0.0053698 | 0 | 0 | 0.024164 | 0.024164 | 0.0053698 | 0 | 0 | 0.029534
| 9 | Lines & cable Network | 22.9369 | 2.5587 | 0 | 0 | 25.4955 | 25.4955 | 2.5587 | 0 | 0 | 28.0542 | 28.0542 | 2.5587 | 0 | 0 | 30.6129 | 30.6129 | 0.98483 | 0 | 0 | 31.5978
| 10 | Vehicles | 1.0344 | 0.41883 | 0 | 0 | 1.4532 | 1.4532 | 0.5226 | 0 | 0 | 1.9758 | 1.9758 | 0.5226 | 0 | 0 | 2.4984 | 2.4984 | 0.5226 | 0 | 0 | 3.021
| 11 | Furniture & Fixtures | 0.90657 | 0.18323 | 0 | 0 | 1.0898 | 1.0898 | 0.18991 | 0 | 0 | 1.2797 | 1.2797 | 0.19225 | 0 | 0 | 1.4719 | 1.4719 | 0.19225 | 0 | 0 | 1.6642
| 12 | Office Equipment | 0.16902 | 0.06905 | 0 | 0 | 0.23807 | 0.23807 | 0.06905 | 0 | 0 | 0.30712 | 0.30712 | 0.06905 | 0 | 0 | 0.37617 | 0.37617 | 0.06905 | 0 | 0 | 0.44522
| 13 | Communication Equipments | 0 | 0 | 0 | 0 | 0 | 0 | 0 | 0 | 0 | 0 | 0 | 0 | 0 | 0 | 0 | 0 | 0 | 0 | 0 | 0
| 14 | I.T. Equipment | 0 | 0.010818 | 0 | 0 | 0.010818 | 0.010818 | 0 | 0 | 0 | 0.010818 | 0.010818 | 0 | 0 | 0 | 0.010818 | 0.010818 | 0 | 0 | 0 | 0.010818
| 15 | Software | 0 | 0 | 0 | 0 | 0 | 0 | 0 | 0 | 0 | 0 | 0 | 0 | 0 | 0 | 0 | 0 | 0 | 0 | 0 | 0
| 16 | Intangibles | 0 | 0 | 0 | 0 | 0 | 0 | 0 | 0 | 0 | 0 | 0 | 0 | 0 | 0 | 0 | 0 | 0 | 0 | 0 | 0
| 17 | RIGHT TO USE OF KGSC LEASE ASSET STAGE I & II | 0 | 0 | 0 | 0 | 0 | 0 | 0 | 0 | 0 | 0 | 0 | 0 | 0 | 0 | 0 | 0 | 0 | 0 | 0 | 0
|  | Total | 2939.8497 | 342.9469 | 0 | 0 | 3282.7966 | 3282.7966 | 343.7333 | 0 | 0 | 3626.5298 | 3626.5298 | 343.9332 | 0 | 0 | 3970.463 | 3970.463 | 344.2372 | 0 | 0 | 4314.7002
Balance useful life
Note: 1. Documentary evidence of all assets put to use during the Year shall be provided with this format
2. Generation Company shall submit certification from the Statutory Auditor for the capping of depreciation at ninety per cent of the allowable capital cost of the asset
(Rs. Crore)
| Sr. No. | Particulars | FY 2026-27 |  |  |  |  | FY 2027-28 |  |  |  |  | FY 2028-29 |  |  |  |  | FY 2029-30
|  |  | Projected |  |  |  |  | Projected |  |  |  |  | Projected |  |  |  |  | Projected
|  |  | Accumulated depreciation at the beginning of the year | Additions during the year | Withdrawals during the year | Asset not in use | Accumulated depreciation at the end of the year | Balance at the beginning of the year | Additions during the year | Retirement of assets during the year | Asset not in use | Balance at the end of the year | Balance at the beginning of the year | Additions during the year | Retirement of assets during the year | Asset not in use | Balance at the end of the year | Balance at the beginning of the year | Additions during the year | Retirement of assets during the year | Asset not in use | Balance at the end of the year
|  |  | (y) | (z) | (aa) | (ab) | (ac) = (y)+(z)-(aa)-(ab) | (y) | (z) | (aa) | (ab) | (ac) = (y)+(z)-(aa)-(ab) | (y) | (z) | (aa) | (ab) | (ac) = (y)+(z)-(aa)-(ab) | (y) | (z) | (aa) | (ab) | (ac) = (y)+(z)-(aa)-(ab)
| 1 | Land & Rights | 0 | 0 | 0 | 0 | 0 | 0 | 0 | 0 | 0 | 0 | 0 | 0 | 0 | 0 | 0 | 0 | 0 | 0 | 0 | 0
| 2 | Buildings | 136.8291 | 10.7376 | 0 | 0 | 147.5667 | 147.5667 | 10.7376 | 0 | 0 | 158.3043 | 158.3043 | 10.7376 | 0 | 0 | 169.0419 | 169.0419 | 10.7376 | 0 | 0 | 179.7795
| 3 | Cooling Towers and Circulating Water Systems | 0.211 | 0.422 | 0 | 0 | 0.633 | 0.633 | 0.422 | 0 | 0 | 1.055 | 1.055 | 0.422 | 0 | 0 | 1.477 | 1.477 | 0.422 | 0 | 0 | 1.899
| 4 | Hydraulic works | 234.2984 | 6.2667 | 0 | 0 | 240.5651 | 240.5651 | 6.2667 | 0 | 0 | 246.8318 | 246.8318 | 6.2667 | 0 | 0 | 253.0986 | 253.0986 | 6.2667 | 0 | 0 | 259.3653
| 5 | Other & Civil work | 139.3238 | 12.7241 | 0 | 0 | 152.0479 | 152.0479 | 12.7241 | 0 | 0 | 164.772 | 164.772 | 12.7241 | 0 | 0 | 177.4961 | 177.4961 | 12.7241 | 0 | 0 | 190.2203
| 6 | Plant & Machinery | 3763.3666 | 123.5083 | 0 | 0 | 3886.8749 | 3886.8749 | 132.024 | 0 | 0 | 4018.8989 | 4018.8989 | 137.1722 | 0 | 0 | 4156.0711 | 4156.0711 | 143.8468 | 0 | 0 | 4299.9179
| 7 | Batteries | 3.9028 | 0.046682 | 0 | 0 | 3.9495 | 3.9495 | 0.046682 | 0 | 0 | 3.9962 | 3.9962 | 0.046682 | 0 | 0 | 4.0429 | 4.0429 | 0.046682 | 0 | 0 | 4.0895
| 8 | Air Conditioning | 0.029534 | 0.0053698 | 0 | 0 | 0.034904 | 0.034904 | 0.0053698 | 0 | 0 | 0.040274 | 0.040274 | 0.0053698 | 0 | 0 | 0.045643 | 0.045643 | 0.0053698 | 0 | 0 | 0.051013
| 9 | Lines & cable Network | 31.5978 | 0.98483 | 0 | 0 | 32.5826 | 32.5826 | 0.98483 | 0 | 0 | 33.5674 | 33.5674 | 0.98483 | 0 | 0 | 34.5522 | 34.5522 | 0.98483 | 0 | 0 | 35.5371
| 10 | Vehicles | 3.021 | 0.60989 | 0 | 0 | 3.6309 | 3.6309 | 0.62511 | 0 | 0 | 4.256 | 4.256 | 0.95001 | 0 | 0 | 5.206 | 5.206 | 0.95001 | 0 | 0 | 6.156
| 11 | Furniture & Fixtures | 1.6642 | 0.19225 | 0 | 0 | 1.8564 | 1.8564 | 0.19225 | 0 | 0 | 2.0487 | 2.0487 | 0.067118 | 0 | 0 | 2.1158 | 2.1158 | 0.067118 | 0 | 0 | 2.1829
| 12 | Office Equipment | 0.44522 | 0.06905 | 0 | 0 | 0.51427 | 0.51427 | 0.06905 | 0 | 0 | 0.58332 | 0.58332 | 0.06905 | 0 | 0 | 0.65237 | 0.65237 | 0.06905 | 0 | 0 | 0.72142
| 13 | Communication Equipments | 0 | 0 | 0 | 0 | 0 | 0 | 0 | 0 | 0 | 0 | 0 | 0 | 0 | 0 | 0 | 0 | 0 | 0 | 0 | 0
| 14 | I.T. Equipment | 0.010818 | 0 | 0 | 0 | 0.010818 | 0.010818 | 0 | 0 | 0 | 0.010818 | 0.010818 | 0 | 0 | 0 | 0.010818 | 0.010818 | 0 | 0 | 0 | 0.010818
| 15 | Software | 0 | 0 | 0 | 0 | 0 | 0 | 0 | 0 | 0 | 0 | 0 | 0 | 0 | 0 | 0 | 0 | 0 | 0 | 0 | 0
| 16 | Intangibles | 0 | 0 | 0 | 0 | 0 | 0 | 0 | 0 | 0 | 0 | 0 | 0 | 0 | 0 | 0 | 0 | 0 | 0 | 0 | 0
| 17 | RIGHT TO USE OF KGSC LEASE ASSET STAGE I & II | 0 | 0 | 0 | 0 | 0 | 0 | 0 | 0 | 0 | 0 | 0 | 0 | 0 | 0 | 0 | 0 | 0 | 0 | 0 | 0
|  | Total | 4314.7002 | 155.5668 | 0 | 0 | 4470.267 | 4470.267 | 164.0977 | 0 | 0 | 4634.3647 | 4634.3647 | 169.4457 | 0 | 0 | 4803.8104 | 4803.8104 | 176.1203 | 0 | 0 | 4979.9307
(C ) Net Fixed Assets
(Rs. Crore)
| Sr. No. | Particulars | FY 2022-23 |  |  |  |  | FY 2023-24 |  |  |  |  | FY 2024-25 |  |  |  |  | FY 2025-26
|  |  | Actual |  |  |  |  | Actual |  |  |  |  | Estimated |  |  |  |  | Projected
|  |  | Balance at the beginning of the year | Additions during the year | Withdrawals during the year | Asset not in use | Balance at the end of the year | Balance at the beginning of the year | Additions during the year | Withdrawals during the year | Asset not in use | Balance at the end of the year | Balance at the beginning of the year | Additions during the year | Withdrawals during the year | Asset not in use | Balance at the end of the year | Balance at the beginning of the year | Additions during the year | Withdrawals during the year | Asset not in use | Balance at the end of the year
|  |  | (a) | (b) | (c) | (d) | (e) = (a)+(b)-(c)-(d) | (e) | (f) | (g) | (h) | (i) = (e)+(f)-(g)-(h) | (q) | (r) | (s) | (t) | (u) = (q)+(r)-(s)-(t) | (u) | (v) | (w) | (x) | (y) = (u)+(v)-(w)-(x)
| 1 | Land & Rights | 12.275 | 0 | 0 | 0 | 12.275 | 12.275 | 0 | 0 | 0 | 12.275 | 12.275 | 0 | 0 | 0 | 12.275 | 12.275 | 0 | 0 | 0 | 12.275
| 2 | Buildings | 227.6064 | -10.7376 | 0 | 0 | 216.8688 | 216.8688 | -10.7376 | 0 | 0 | 206.1312 | 206.1312 | -10.7376 | 0 | 0 | 195.3936 | 195.3936 | -10.7376 | 0 | 0 | 184.656
| 3 | Cooling Towers and Circulating Water Systems | 0 | 0 | 0 | 0 | 0 | 0 | 0 | 0 | 0 | 0 | 0 | 0 | 0 | 0 | 0 | 0 | 9.789 | 0 | 0 | 9.789
| 4 | Hydraulic works | 183.9168 | -18.2313 | 0 | 0 | 165.6855 | 165.6855 | -18.2313 | 0 | 0 | 147.4542 | 147.4542 | -18.2313 | 0 | 0 | 129.2229 | 129.2229 | -18.2313 | 0 | 0 | 110.9916
| 5 | Other & Civil work | 285.0227 | -10.8292 | 0 | 0 | 274.1936 | 274.1936 | -9.4175 | 0 | 0 | 264.776 | 264.776 | -12.6506 | 0 | 0 | 252.1254 | 252.1254 | -10.4874 | 0 | 0 | 241.638
| 6 | Plant & Machinery | 3057.55 | -287.555 | 0 | 0 | 2769.9951 | 2769.9951 | -284.7567 | 0 | 0 | 2485.2383 | 2485.2383 | -274.5042 | 0 | 0 | 2210.7341 | 2210.7341 | -253.8391 | 0 | 0 | 1956.895
| 7 | Batteries | 2.9488 | -0.89448 | 0 | 0 | 2.0544 | 2.0544 | -0.89448 | 0 | 0 | 1.1599 | 1.1599 | -0.046682 | 0 | 0 | 1.1132 | 1.1132 | -0.046682 | 0 | 0 | 1.0665
| 8 | Air Conditioning | 0.093646 | -0.0053698 | 0 | 0 | 0.088276 | 0.088276 | -0.0053698 | 0 | 0 | 0.082907 | 0.082907 | -0.0053698 | 0 | 0 | 0.077537 | 0.077537 | -0.0053698 | 0 | 0 | 0.072167
| 9 | Lines & cable Network | 25.5231 | -2.5587 | 0 | 0 | 22.9645 | 22.9645 | -2.5587 | 0 | 0 | 20.4058 | 20.4058 | -2.5587 | 0 | 0 | 17.8471 | 17.8471 | -0.98483 | 0 | 0 | 16.8622
| 10 | Vehicles | 2.2821 | 1.7658 | 0 | 0 | 4.0479 | 4.0479 | -0.5226 | 0 | 0 | 3.5253 | 3.5253 | -0.5226 | 0 | 0 | 3.0027 | 3.0027 | -0.5226 | 0 | 0 | 2.4801
| 11 | Furniture & Fixtures | 1.9194 | -0.046105 | 0 | 0 | 1.8733 | 1.8733 | -0.11594 | 0 | 0 | 1.7574 | 1.7574 | -0.19225 | 0 | 0 | 1.5651 | 1.5651 | -0.19225 | 0 | 0 | 1.3729
| 12 | Office Equipment | 0.92182 | -0.06905 | 0 | 0 | 0.85277 | 0.85277 | -0.06905 | 0 | 0 | 0.78372 | 0.78372 | -0.06905 | 0 | 0 | 0.71467 | 0.71467 | -0.06905 | 0 | 0 | 0.64562
| 13 | Communication Equipments | 0 | 0 | 0 | 0 | 0 | 0 | 0 | 0 | 0 | 0 | 0 | 0 | 0 | 0 | 0 | 0 | 0 | 0 | 0 | 0
| 14 | I.T. Equipment | 0 | 0.13342 | 0.30061 | 0 | -0.16719 | -0.16719 | 0.15891 | 0 | 0 | -0.0082861 | -0.0082861 | 0 | 0 | 0 | -0.0082861 | -0.0082861 | 0 | 0 | 0 | -0.0082861
| 15 | Software | 0 | 0 | 0 | 0 | 0 | 0 | 0 | 0 | 0 | 0 | 0 | 0 | 0 | 0 | 0 | 0 | 0 | 0 | 0 | 0
| 16 | Intangibles | 0 | 0 | 0 | 0 | 0 | 0 | 0 | 0 | 0 | 0 | 0 | 0 | 0 | 0 | 0 | 0 | 0 | 0 | 0 | 0
| 17 | RIGHT TO USE OF KGSC LEASE ASSET STAGE I & II | 0 | 0 | 0 | 0 | 0 | 0 | 0 | 0 | 0 | 0 | 0 | 0 | 0 | 0 | 0 | 0 | 0 | 0 | 0 | 0
|  | Total | 3800.06 | -329.0275 | 0.30061 | 0 | 3470.7319 | 3470.7319 | -327.1504 | 0 | 0 | 3143.5815 | 3143.5815 | -319.5184 | 0 | 0 | 2824.0631 | 2824.0631 | -285.3272 | 0 | 0 | 2538.7359
Note: Documentary evidence of all assets put to use shall be provided with this format
(Rs. Crore)
| Sr. No. | Particulars | FY 2026-27 |  |  |  |  | FY 2027-28 |  |  |  |  | FY 2028-29 |  |  |  |  | FY 2029-30
|  |  | Projected |  |  |  |  | Projected |  |  |  |  | Projected |  |  |  |  | Projected
|  |  | Balance at the beginning of the year | Additions during the year | Withdrawals during the year | Asset not in use | Balance at the end of the year | Balance at the beginning of the year | Additions during the year | Retirement of assets during the year | Asset not in use | Balance at the end of the year | Balance at the beginning of the year | Additions during the year | Retirement of assets during the year | Asset not in use | Balance at the end of the year | Balance at the beginning of the year | Additions during the year | Retirement of assets during the year | Asset not in use | Balance at the end of the year
|  |  | (y) | (z) | (aa) | (ab) | (ac) = (y)+(z)-(aa)-(ab) | (y) | (z) | (aa) | (ab) | (ac) = (y)+(z)-(aa)-(ab) | (y) | (z) | (aa) | (ab) | (ac) = (y)+(z)-(aa)-(ab) | (y) | (z) | (aa) | (ab) | (ac) = (y)+(z)-(aa)-(ab)
| 1 | Land & Rights | 12.275 | 0 | 0 | 0 | 12.275 | 12.275 |  |  |  | 12.275 | 12.275 |  |  |  | 12.275 | 12.275 |  |  |  | 12.275
| 2 | Buildings | 184.656 | -10.7376 | 0 | 0 | 173.9184 | 173.9184 |  |  |  | 173.9184 | 173.9184 |  |  |  | 173.9184 | 173.9184 |  |  |  | 173.9184
| 3 | Cooling Towers and Circulating Water Systems | 9.789 | -0.422 | 0 | 0 | 9.367 | 9.367 |  |  |  | 9.367 | 9.367 |  |  |  | 9.367 | 9.367 |  |  |  | 9.367
| 4 | Hydraulic works | 110.9916 | -6.2667 | 0 | 0 | 104.7249 | 104.7249 |  |  |  | 104.7249 | 104.7249 |  |  |  | 104.7249 | 104.7249 |  |  |  | 104.7249
| 5 | Other & Civil work | 241.638 | -12.7241 | 0 | 0 | 228.9139 | 228.9139 |  |  |  | 228.9139 | 228.9139 |  |  |  | 228.9139 | 228.9139 |  |  |  | 228.9139
| 6 | Plant & Machinery | 1956.895 | 151.8867 | 0 | 0 | 2108.7818 | 2108.7818 |  |  |  | 2108.7818 | 2108.7818 |  |  |  | 2108.7818 | 2108.7818 |  |  |  | 2108.7818
| 7 | Batteries | 1.0665 | -0.046682 | 0 | 0 | 1.0198 | 1.0198 |  |  |  | 1.0198 | 1.0198 |  |  |  | 1.0198 | 1.0198 |  |  |  | 1.0198
| 8 | Air Conditioning | 0.072167 | -0.0053698 | 0 | 0 | 0.066797 | 0.066797 |  |  |  | 0.066797 | 0.066797 |  |  |  | 0.066797 | 0.066797 |  |  |  | 0.066797
| 9 | Lines & cable Network | 16.8622 | -0.98483 | 0 | 0 | 15.8774 | 15.8774 |  |  |  | 15.8774 | 15.8774 |  |  |  | 15.8774 | 15.8774 |  |  |  | 15.8774
| 10 | Vehicles | 2.4801 | 1.2276 | 0 | 0 | 3.7077 | 3.7077 |  |  |  | 3.7077 | 3.7077 |  |  |  | 3.7077 | 3.7077 |  |  |  | 3.7077
| 11 | Furniture & Fixtures | 1.3729 | -0.19225 | 0 | 0 | 1.1806 | 1.1806 |  |  |  | 1.1806 | 1.1806 |  |  |  | 1.1806 | 1.1806 |  |  |  | 1.1806
| 12 | Office Equipment | 0.64562 | -0.06905 | 0 | 0 | 0.57657 | 0.57657 |  |  |  | 0.57657 | 0.57657 |  |  |  | 0.57657 | 0.57657 |  |  |  | 0.57657
| 13 | Communication Equipments | 0 | 0 | 0 | 0 | 0 | 0 |  |  |  | 0 | 0 |  |  |  | 0 | 0 |  |  |  | 0
| 14 | I.T. Equipment | -0.0082861 | 0 | 0 | 0 | -0.0082861 | -0.0082861 |  |  |  | -0.0082861 | -0.0082861 |  |  |  | -0.0082861 | -0.0082861 |  |  |  | -0.0082861
| 15 | Software | 0 | 0 | 0 | 0 | 0 | 0 |  |  |  | 0 | 0 |  |  |  | 0 | 0 |  |  |  | 0
| 16 | Intangibles | 0 | 0 | 0 | 0 | 0 | 0 |  |  |  | 0 | 0 |  |  |  | 0 | 0 |  |  |  | 0
| 17 | RIGHT TO USE OF KGSC LEASE ASSET STAGE I & II | 0 | 0 | 0 | 0 | 0 | 0 |  |  |  | 0 | 0 |  |  |  | 0 | 0 |  |  |  | 0
|  | Total | 2538.7359 | 121.6657 | 0 | 0 | 2660.4017 | 2660.4017 | 0 | 0 | 0 | 2660.4017 | 2660.4017 | 0 | 0 | 0 | 2660.4017 | 2660.4017 | 0 | 0 | 0 | 2660.4017

## F5
Maharashtra State Power Generation Company Ltd.
MYT Petition Formats for Bhusawal Units 4&5
Form 5: Assets & Depreciation
(A) Gross Fixed Assets
(Rs. Crore)
| Sr. No. | Particulars | FY 2022-23 |  |  |  |  | FY 2023-24 |  |  |  |  | FY 2024-25 |  |  |  |  | FY 2025-26
|  |  | Actual |  |  |  |  | Actual |  |  |  |  | Estimated |  |  |  |  | Projected
|  |  | Balance at the beginning of the year | Additions during the year | Retirement of assets during the year | Asset not in use | Balance at the end of the year | Balance at the beginning of the year | Additions during the year | Retirement of assets during the year | Asset not in use | Balance at the end of the year | Balance at the beginning of the year | Additions during the year | Retirement of assets during the year | Asset not in use | Balance at the end of the year | Balance at the beginning of the year | Additions during the year | Retirement of assets during the year | Asset not in use | Balance at the end of the year
|  |  | (a) | (b) | (c) | (d) | (e) = (a)+(b)-(c)-(d) | (e) | (f) | (g) | (h) | (i) = (e)+(f)-(g)-(h) | (q) | (r) | (s) | (t) | (u) = (q)+(r)-(s)-(t) | (u) | (v) | (w) | (x) | (y) = (u)+(v)-(w)-(x)
| 1 | Land & Rights | 12.275 | 0 | 0 |  | 12.275 | 12.275 | 0 | 0 |  | 12.275 | 12.275 | 0 | 0 |  | 12.275 | 12.275 | 0 | 0 |  | 12.275
| 2 | Buildings | 321.4851 | 0 | 0 |  | 321.4851 | 321.4851 | 0 | 0 |  | 321.4851 | 321.4851 | 0 | 0 |  | 321.4851 | 321.4851 | 0 | 0 |  | 321.4851
| 3 | Cooling Towers and Circulating Water Systems | 0 | 0 | 0 |  | 0 | 0 | 0 | 0 |  | 0 | 0 | 0 | 0 |  | 0 | 0 | 0 | 0 |  | 0
| 4 | Hydraulic works | 345.29 | 0 | 0 |  | 345.29 | 345.29 | 0 | 0 |  | 345.29 | 345.29 | 0 | 0 |  | 345.29 | 345.29 | 0 | 0 |  | 345.29
| 5 | Other & Civil work | 373.8947 | 1.6871 | 0 |  | 375.5818 | 375.5818 | 3.18 | 0 |  | 378.7618 | 378.7618 | 0 | 0 |  | 378.7618 | 378.7618 | 0 | 0 |  | 378.7618
| 6 | Plant & Machinery | 5626.2006 | 9.7663 | 0 |  | 5635.9669 | 5635.9669 | 13.17 | 0 |  | 5649.1369 | 5649.1369 | 24.4148 | 0 |  | 5673.5517 | 5673.5517 | 0 | 0 |  | 5673.5517
| 7 | Batteries | 4.9693 | 0 | 0 |  | 4.9693 | 4.9693 | 0 | 0 |  | 4.9693 | 4.9693 | 0 | 0 |  | 4.9693 | 4.9693 | 0 | 0 |  | 4.9693
| 8 | Air Conditioning | 0.1017 | 0 | 0 |  | 0.1017 | 0.1017 | 0 | 0 |  | 0.1017 | 0.1017 | 0 | 0 |  | 0.1017 | 0.1017 | 0 | 0 |  | 0.1017
| 9 | Lines & cable Network | 48.46 | 0 | 0 |  | 48.46 | 48.46 | 0 | 0 |  | 48.46 | 48.46 | 0 | 0 |  | 48.46 | 48.46 | 0 | 0 |  | 48.46
| 10 | Vehicles | 3.3164 | 2.1847 | 0 |  | 5.5011 | 5.5011 | 0 | 0 |  | 5.5011 | 5.5011 | 0 | 0 |  | 5.5011 | 5.5011 | 0 | 0 |  | 5.5011
| 11 | Furniture & Fixtures | 2.826 | 0.13712 | 0 |  | 2.9631 | 2.9631 | 0.073968 | 0 |  | 3.0371 | 3.0371 | 0 | 0 |  | 3.0371 | 3.0371 | 0 | 0 |  | 3.0371
| 12 | Office Equipment | 1.0908 | 0 | 0 |  | 1.0908 | 1.0908 | 0 | 0 |  | 1.0908 | 1.0908 | 0 | 0 |  | 1.0908 | 1.0908 | 0 | 0 |  | 1.0908
| 13 | Communication Equipments | 0 | 0 | 0 |  | 0 | 0 | 0 | 0 |  | 0 | 0 | 0 | 0 |  | 0 | 0 | 0 | 0 |  | 0
| 14 | I.T. Equipment | 0 | 0.14424 | 0.30061 |  | -0.15637 | -0.15637 | 0.15891 | 0 |  | 0.0025316 | 0.0025316 | 0 | 0 |  | 0.0025316 | 0.0025316 | 0 | 0 |  | 0.0025316
| 15 | Software | 0 | 0 | 0 |  | 0 | 0 | 0 | 0 |  | 0 | 0 | 0 | 0 |  | 0 | 0 | 0 | 0 |  | 0
| 16 | Intangibles | 0 | 0 | 0 |  | 0 | 0 | 0 | 0 |  | 0 | 0 | 0 | 0 |  | 0 | 0 | 0 | 0 |  | 0
| 17 | RIGHT TO USE OF KGSC LEASE ASSET STAGE I & II | 0 | 0 | 0 |  | 0 | 0 | 0 | 0 |  | 0 | 0 | 0 | 0 |  | 0 | 0 | 0 | 0 |  | 0
|  | Total | 6739.9097 | 13.9194 | 0.30061 | 0 | 6753.5285 | 6753.5285 | 16.5829 | 0 | 0 | 6770.1113 | 6770.1113 | 24.4148 | 0 | 0 | 6794.5261 | 6794.5261 | 0 | 0 | 0 | 6794.5261
Note: Documentary evidence of all assets put to use during the completed Years shall be provided with this format
(Rs. Crore)
| Sr. No. | Particulars | FY 2026-27 |  |  |  |  | FY 2027-28 |  |  |  |  | FY 2028-29 |  |  |  |  | FY 2029-30
|  |  | Projected |  |  |  |  | Projected |  |  |  |  | Projected |  |  |  |  | Projected
|  |  | Balance at the beginning of the year | Additions during the year | Retirement of assets during the year | Asset not in use | Balance at the end of the year | Balance at the beginning of the year | Additions during the year | Retirement of assets during the year | Asset not in use | Balance at the end of the year | Balance at the beginning of the year | Additions during the year | Retirement of assets during the year | Asset not in use | Balance at the end of the year | Balance at the beginning of the year | Additions during the year | Retirement of assets during the year | Asset not in use | Balance at the end of the year
|  |  | (y) | (z) | (aa) | (ab) | (ac) = (y)+(z)-(aa)-(ab) | (y) | (z) | (aa) | (ab) | (ac) = (y)+(z)-(aa)-(ab) | (y) | (z) | (aa) | (ab) | (ac) = (y)+(z)-(aa)-(ab) | (y) | (z) | (aa) | (ab) | (ac) = (y)+(z)-(aa)-(ab)
| 1 | Land & Rights | 12.275 | 0 | 0 |  | 12.275 | 12.275 | 0 | 0 |  | 12.275 | 12.275 | 0 | 0 |  | 12.275 | 12.275 | 0 | 0 |  | 12.275
| 2 | Buildings | 321.4851 | 0 | 0 |  | 321.4851 | 321.4851 | 0 | 0 |  | 321.4851 | 321.4851 | 0 | 0 |  | 321.4851 | 321.4851 | 0 | 0 |  | 321.4851
| 3 | Cooling Towers and Circulating Water Systems | 0 | 0 | 0 |  | 0 | 0 | 0 | 0 |  | 0 | 0 | 0 | 0 |  | 0 | 0 | 0 | 0 |  | 0
| 4 | Hydraulic works | 345.29 | 0 | 0 |  | 345.29 | 345.29 | 0 | 0 |  | 345.29 | 345.29 | 0 | 0 |  | 345.29 | 345.29 | 0 | 0 |  | 345.29
| 5 | Other & Civil work | 378.7618 | 0 | 0 |  | 378.7618 | 378.7618 | 0 | 0 |  | 378.7618 | 378.7618 | 0 | 0 |  | 378.7618 | 378.7618 | 0 | 0 |  | 378.7618
| 6 | Plant & Machinery | 5673.5517 | 106.145 | 0 |  | 5779.6967 | 5779.6967 | 42.458 | 0 |  | 5822.1547 | 5822.1547 | 0 | 0 |  | 5822.1547 | 5822.1547 | 0 | 0 |  | 5822.1547
| 7 | Batteries | 4.9693 | 0 | 0 |  | 4.9693 | 4.9693 | 0 | 0 |  | 4.9693 | 4.9693 | 0 | 0 |  | 4.9693 | 4.9693 | 0 | 0 |  | 4.9693
| 8 | Air Conditioning | 0.1017 | 0 | 0 |  | 0.1017 | 0.1017 | 0 | 0 |  | 0.1017 | 0.1017 | 0 | 0 |  | 0.1017 | 0.1017 | 0 | 0 |  | 0.1017
| 9 | Lines & cable Network | 48.46 | 0 | 0 |  | 48.46 | 48.46 | 0 | 0 |  | 48.46 | 48.46 | 0 | 0 |  | 48.46 | 48.46 | 0 | 0 |  | 48.46
| 10 | Vehicles | 5.5011 | 0 | 0 |  | 5.5011 | 5.5011 | 0 | 0 |  | 5.5011 | 5.5011 | 0 | 0 |  | 5.5011 | 5.5011 | 0 | 0 |  | 5.5011
| 11 | Furniture & Fixtures | 3.0371 | 0 | 0 |  | 3.0371 | 3.0371 | 0 | 0 |  | 3.0371 | 3.0371 | 0 | 0 |  | 3.0371 | 3.0371 | 0 | 0 |  | 3.0371
| 12 | Office Equipment | 1.0908 | 0 | 0 |  | 1.0908 | 1.0908 | 0 | 0 |  | 1.0908 | 1.0908 | 0 | 0 |  | 1.0908 | 1.0908 | 0 | 0 |  | 1.0908
| 13 | Communication Equipments | 0 | 0 | 0 |  | 0 | 0 | 0 | 0 |  | 0 | 0 | 0 | 0 |  | 0 | 0 | 0 | 0 |  | 0
| 14 | I.T. Equipment | 0.0025316 | 0 | 0 |  | 0.0025316 | 0.0025316 | 0 | 0 |  | 0.0025316 | 0.0025316 | 0 | 0 |  | 0.0025316 | 0.0025316 | 0 | 0 |  | 0.0025316
| 15 | Software | 0 | 0 | 0 |  | 0 | 0 | 0 | 0 |  | 0 | 0 | 0 | 0 |  | 0 | 0 | 0 | 0 |  | 0
| 16 | Intangibles | 0 | 0 | 0 |  | 0 | 0 | 0 | 0 |  | 0 | 0 | 0 | 0 |  | 0 | 0 | 0 | 0 |  | 0
| 17 | RIGHT TO USE OF KGSC LEASE ASSET STAGE I & II | 0 | 0 | 0 |  | 0 | 0 | 0 | 0 |  | 0 | 0 | 0 | 0 |  | 0 | 0 | 0 | 0 |  | 0
|  | Total | 6794.5261 | 106.145 | 0 | 0 | 6900.6711 | 6900.6711 | 42.458 | 0 | 0 | 6943.1291 | 6943.1291 | 0 | 0 | 0 | 6943.1291 | 6943.1291 | 0 | 0 | 0 | 6943.1291
(B) Depreciation
(Rs. Crore)
| Sr. No. | Particulars | FY 2022-23 |  |  |  |  | FY 2023-24 |  |  |  |  | FY 2024-25 |  |  |  |  | FY 2025-26
|  |  | Actual |  |  |  |  | Actual |  |  |  |  | Estimated |  |  |  |  | Projected
Dep rate |  |  | Accumulated depreciation at the beginning of the year | Additions during the year | Withdrawals during the year | Asset not in use | Accumulated depreciation at the end of the year | Accumulated depreciation at the beginning of the year | Additions during the year | Withdrawals during the year | Asset not in use | Accumulated depreciation at the end of the year | Accumulated depreciation at the beginning of the year | Additions during the year | Withdrawals during the year | Asset not in use | Accumulated depreciation at the end of the year | Accumulated depreciation at the beginning of the year | Additions during the year | Withdrawals during the year | Asset not in use | Accumulated depreciation at the end of the year
|  |  | (a) | (b) | (c) | (d) | (e) = (a)+(b)-(c)-(d) | (e) | (f) | (g) | (h) | (i) = (e)+(f)-(g)-(h) | (q) | (r) | (s) | (t) | (u) = (q)+(r)-(s)-(t) | (u) | (v) | (w) | (x) | (y) = (u)+(v)-(w)-(x)
0% | 1 | Land & Rights | 0 | 0 | 0 |  | 0 | 0 | 0 | 0 |  | 0 | 0 | 0 | 0 |  | 0 | 0 | 0 | 0 |  | 0 | 0%
3.34% | 2 | Buildings | 93.8786 | 10.7376 | 0 |  | 104.6163 | 104.6163 | 10.7376 | 0 |  | 115.3539 | 115.3539 | 10.7376 | 0 |  | 126.0915 | 126.0915 | 10.7376 | 0 |  | 136.8291 | 3.34%
5.28% | 3 | Cooling Towers and Circulating Water Systems | 0 | 0 | 0 |  | 0 | 0 | 0 | 0 |  | 0 | 0 | 0 | 0 |  | 0 | 0 | 0 | 0 |  | 0 | 5.28%
5.28% | 4 | Hydraulic works | 161.3732 | 18.2313 | 0 |  | 179.6045 | 179.6045 | 18.2313 | 0 |  | 197.8358 | 197.8358 | 18.2313 | 0 |  | 216.0671 | 216.0671 | 18.2313 | 0 |  | 234.2984 | 5.28%
3.34% | 5 | Other & Civil work | 88.8719 | 12.5163 | 0 |  | 101.3882 | 101.3882 | 12.5975 | 0 |  | 113.9857 | 113.9857 | 12.6506 | 0 |  | 126.6364 | 126.6364 | 12.6506 | 0 |  | 139.287 | 3.34%
5.28% | 6 | Plant & Machinery | 2568.6506 | 297.3212 | 0 |  | 2865.9718 | 2865.9718 | 297.9267 | 0 |  | 3163.8986 | 3163.8986 | 298.919 | 0 |  | 3462.8175 | 3462.8175 | 299.5635 | 0 |  | 3762.3811 | 5.28%
18% | 7 | Batteries | 2.0205 | 0.89448 | 0 |  | 2.915 | 2.915 | 0.89448 | 0 |  | 3.8094 | 3.8094 | 0.046682 | 0 |  | 3.8561 | 3.8561 | 0.046682 | 0 |  | 3.9028 | 18%
5.28% | 8 | Air Conditioning | 0.0080547 | 0.0053698 | 0 |  | 0.013425 | 0.013425 | 0.0053698 | 0 |  | 0.018794 | 0.018794 | 0.0053698 | 0 |  | 0.024164 | 0.024164 | 0.0053698 | 0 |  | 0.029534 | 5.28%
5.28% | 9 | Lines & cable Network | 22.9369 | 2.5587 | 0 |  | 25.4955 | 25.4955 | 2.5587 | 0 |  | 28.0542 | 28.0542 | 2.5587 | 0 |  | 30.6129 | 30.6129 | 0.98483 | 0 |  | 31.5978 | 5.28%
9.5% | 10 | Vehicles | 1.0344 | 0.41883 | 0 |  | 1.4532 | 1.4532 | 0.5226 | 0 |  | 1.9758 | 1.9758 | 0.5226 | 0 |  | 2.4984 | 2.4984 | 0.5226 | 0 |  | 3.021 | 9.5%
6.33% | 11 | Furniture & Fixtures | 0.90657 | 0.18323 | 0 |  | 1.0898 | 1.0898 | 0.18991 | 0 |  | 1.2797 | 1.2797 | 0.19225 | 0 |  | 1.4719 | 1.4719 | 0.19225 | 0 |  | 1.6642 | 6.33%
6.33% | 12 | Office Equipment | 0.16902 | 0.06905 | 0 |  | 0.23807 | 0.23807 | 0.06905 | 0 |  | 0.30712 | 0.30712 | 0.06905 | 0 |  | 0.37617 | 0.37617 | 0.06905 | 0 |  | 0.44522 | 6.33%
6.33% | 13 | Communication Equipments | 0 | 0 | 0 |  | 0 | 0 | 0 | 0 |  | 0 | 0 | 0 | 0 |  | 0 | 0 | 0 | 0 |  | 0 | 6.33%
15% | 14 | I.T. Equipment | 0 | 0.010818 | 0 |  | 0.010818 | 0.010818 | 0 | 0 |  | 0.010818 | 0.010818 | 0 | 0 |  | 0.010818 | 0.010818 | 0 | 0 |  | 0.010818 | 15%
30% | 15 | Software | 0 | 0 | 0 |  | 0 | 0 | 0 | 0 |  | 0 | 0 | 0 | 0 |  | 0 | 0 | 0 | 0 |  | 0 | 30%
30% | 16 | Intangibles | 0 | 0 | 0 |  | 0 | 0 | 0 | 0 |  | 0 | 0 | 0 | 0 |  | 0 | 0 | 0 | 0 |  | 0 | 30%
3.34% | 17 | RIGHT TO USE OF KGSC LEASE ASSET STAGE I & II | 0 | 0 | 0 |  | 0 | 0 | 0 | 0 |  | 0 | 0 | 0 | 0 |  | 0 | 0 | 0 | 0 |  | 0 | 3.34%
|  | Total | 2939.8497 | 342.9469 | 0 | 0 | 3282.7966 | 3282.7966 | 343.7333 | 0 | 0 | 3626.5298 | 3626.5298 | 343.9332 | 0 | 0 | 3970.463 | 3970.463 | 343.0039 | 0 | 0 | 4313.4669
|  | Balance useful life |  | 16.2014 | 342.9469 |  |  |  | 15.2014 |  |  |  |  | 14.2014 |  |  |  |  | 13.2014
Note: 1. Documentary evidence of all assets put to use during the Year shall be provided with this format
2. Generation Company shall submit certification from the Statutory Auditor for the capping of depreciation at ninety per cent of the allowable capital cost of the asset
(Rs. Crore)
| Sr. No. | Particulars | FY 2026-27 |  |  |  |  | FY 2027-28 |  |  |  |  | FY 2028-29 |  |  |  |  | FY 2029-30
|  |  | Projected |  |  |  |  | Projected |  |  |  |  | Projected |  |  |  |  | Projected
|  |  | Accumulated depreciation at the beginning of the year | Additions during the year | Withdrawals during the year | Asset not in use | Accumulated depreciation at the end of the year | Balance at the beginning of the year | Additions during the year | Retirement of assets during the year | Asset not in use | Balance at the end of the year | Balance at the beginning of the year | Additions during the year | Retirement of assets during the year | Asset not in use | Balance at the end of the year | Balance at the beginning of the year | Additions during the year | Retirement of assets during the year | Asset not in use | Balance at the end of the year
|  |  | (y) | (z) | (aa) | (ab) | (ac) = (y)+(z)-(aa)-(ab) | (y) | (z) | (aa) | (ab) | (ac) = (y)+(z)-(aa)-(ab) | (y) | (z) | (aa) | (ab) | (ac) = (y)+(z)-(aa)-(ab) | (y) | (z) | (aa) | (ab) | (ac) = (y)+(z)-(aa)-(ab)
0% | 1 | Land & Rights | 0 | 0 | 0 |  | 0 | 0 | 0 | 0 |  | 0 | 0 | 0 | 0 |  | 0 | 0 | 0 | 0 |  | 0
3.34% | 2 | Buildings | 136.8291 | 10.7376 | 0 |  | 147.5667 | 147.5667 | 10.7376 | 0 |  | 158.3043 | 158.3043 | 10.7376 | 0 |  | 169.0419 | 169.0419 | 10.7376 | 0 |  | 179.7795
5.28% | 3 | Cooling Towers and Circulating Water Systems | 0 | 0 | 0 |  | 0 | 0 | 0 | 0 |  | 0 | 0 | 0 | 0 |  | 0 | 0 | 0 | 0 |  | 0
5.28% | 4 | Hydraulic works | 234.2984 | 6.2667 | 0 |  | 240.5651 | 240.5651 | 6.2667 | 0 |  | 246.8318 | 246.8318 | 6.2667 | 0 |  | 253.0986 | 253.0986 | 6.2667 | 0 |  | 259.3653
3.34% | 5 | Other & Civil work | 139.287 | 12.6506 | 0 |  | 151.9377 | 151.9377 | 12.6506 | 0 |  | 164.5883 | 164.5883 | 12.6506 | 0 |  | 177.239 | 177.239 | 12.6506 | 0 |  | 189.8896
5.28% | 6 | Plant & Machinery | 3762.3811 | 117.9659 | 0 |  | 3880.347 | 3880.347 | 121.3773 | 0 |  | 4001.7243 | 4001.7243 | 121.3773 | 0 |  | 4123.1016 | 4123.1016 | 121.3773 | 0 |  | 4244.479
18% | 7 | Batteries | 3.9028 | 0.046682 | 0 |  | 3.9495 | 3.9495 | 0.046682 | 0 |  | 3.9962 | 3.9962 | 0.046682 | 0 |  | 4.0429 | 4.0429 | 0.046682 | 0 |  | 4.0895
5.28% | 8 | Air Conditioning | 0.029534 | 0.0053698 | 0 |  | 0.034904 | 0.034904 | 0.0053698 | 0 |  | 0.040274 | 0.040274 | 0.0053698 | 0 |  | 0.045643 | 0.045643 | 0.0053698 | 0 |  | 0.051013
5.28% | 9 | Lines & cable Network | 31.5978 | 0.98483 | 0 |  | 32.5826 | 32.5826 | 0.98483 | 0 |  | 33.5674 | 33.5674 | 0.98483 | 0 |  | 34.5522 | 34.5522 | 0.98483 | 0 |  | 35.5371
9.5% | 10 | Vehicles | 3.021 | 0.5226 | 0 |  | 3.5436 | 3.5436 | 0.12564 | 0 |  | 3.6693 | 3.6693 | 0.12564 | 0 |  | 3.7949 | 3.7949 | 0.12564 | 0 |  | 3.9205
6.33% | 11 | Furniture & Fixtures | 1.6642 | 0.19225 | 0 |  | 1.8564 | 1.8564 | 0.19225 | 0 |  | 2.0487 | 2.0487 | 0.067118 | 0 |  | 2.1158 | 2.1158 | 0.067118 | 0 |  | 2.1829
6.33% | 12 | Office Equipment | 0.44522 | 0.06905 | 0 |  | 0.51427 | 0.51427 | 0.06905 | 0 |  | 0.58332 | 0.58332 | 0.06905 | 0 |  | 0.65237 | 0.65237 | 0.06905 | 0 |  | 0.72142
6.33% | 13 | Communication Equipments | 0 | 0 | 0 |  | 0 | 0 | 0 | 0 |  | 0 | 0 | 0 | 0 |  | 0 | 0 | 0 | 0 |  | 0
15% | 14 | I.T. Equipment | 0.010818 | 0 | 0 |  | 0.010818 | 0.010818 | 0 | 0 |  | 0.010818 | 0.010818 | 0 | 0 |  | 0.010818 | 0.010818 | 0 | 0 |  | 0.010818
30% | 15 | Software | 0 | 0 | 0 |  | 0 | 0 | 0 | 0 |  | 0 | 0 | 0 | 0 |  | 0 | 0 | 0 | 0 |  | 0
30% | 16 | Intangibles | 0 | 0 | 0 |  | 0 | 0 | 0 | 0 |  | 0 | 0 | 0 | 0 |  | 0 | 0 | 0 | 0 |  | 0
3.34% | 17 | RIGHT TO USE OF KGSC LEASE ASSET STAGE I & II | 0 | 0 | 0 |  | 0 | 0 | 0 | 0 |  | 0 | 0 | 0 | 0 |  | 0 | 0 | 0 | 0 |  | 0
|  | Total | 4313.4669 | 149.4417 | 0 | 0 | 4462.9086 | 4462.9086 | 152.4561 | 0 | 0 | 4615.3647 | 4615.3647 | 152.331 | 0 | 0 | 4767.6957 | 4767.6957 | 152.331 | 0 | 0 | 4920.0266
|  |  |  | 12.2014 |  |  |  |  | 11.2014 |  |  |  |  | 10.2014 |  |  |  |  | 9.2014
(C ) Net Fixed Assets
(Rs. Crore)
| Sr. No. | Particulars | FY 2022-23 |  |  |  |  | FY 2023-24 |  |  |  |  | FY 2024-25 |  |  |  |  | FY 2025-26
|  |  | Actual |  |  |  |  | Actual |  |  |  |  | Estimated |  |  |  |  | Projected
|  |  | Balance at the beginning of the year | Additions during the year | Withdrawals during the year | Asset not in use | Balance at the end of the year | Balance at the beginning of the year | Additions during the year | Withdrawals during the year | Asset not in use | Balance at the end of the year | Balance at the beginning of the year | Additions during the year | Withdrawals during the year | Asset not in use | Balance at the end of the year | Balance at the beginning of the year | Additions during the year | Withdrawals during the year | Asset not in use | Balance at the end of the year
|  |  | (a) | (b) | (c) | (d) | (e) = (a)+(b)-(c)-(d) | (e) | (f) | (g) | (h) | (i) = (e)+(f)-(g)-(h) | (q) | (r) | (s) | (t) | (u) = (q)+(r)-(s)-(t) | (u) | (v) | (w) | (x) | (y) = (u)+(v)-(w)-(x)
| 1 | Land & Rights | 12.275 | 0 | 0 | 0 | 12.275 | 12.275 | 0 | 0 | 0 | 12.275 | 12.275 | 0 | 0 | 0 | 12.275 | 12.275 | 0 | 0 | 0 | 12.275
| 2 | Buildings | 227.6064 | -10.7376 | 0 | 0 | 216.8688 | 216.8688 | -10.7376 | 0 | 0 | 206.1312 | 206.1312 | -10.7376 | 0 | 0 | 195.3936 | 195.3936 | -10.7376 | 0 | 0 | 184.656
| 3 | Cooling Towers and Circulating Water Systems | 0 | 0 | 0 | 0 | 0 | 0 | 0 | 0 | 0 | 0 | 0 | 0 | 0 | 0 | 0 | 0 | 0 | 0 | 0 | 0
| 4 | Hydraulic works | 183.9168 | -18.2313 | 0 | 0 | 165.6855 | 165.6855 | -18.2313 | 0 | 0 | 147.4542 | 147.4542 | -18.2313 | 0 | 0 | 129.2229 | 129.2229 | -18.2313 | 0 | 0 | 110.9916
| 5 | Other & Civil work | 285.0227 | -10.8292 | 0 | 0 | 274.1936 | 274.1936 | -9.4175 | 0 | 0 | 264.776 | 264.776 | -12.6506 | 0 | 0 | 252.1254 | 252.1254 | -12.6506 | 0 | 0 | 239.4747
| 6 | Plant & Machinery | 3057.55 | -287.555 | 0 | 0 | 2769.9951 | 2769.9951 | -284.7567 | 0 | 0 | 2485.2383 | 2485.2383 | -274.5042 | 0 | 0 | 2210.7341 | 2210.7341 | -299.5635 | 0 | 0 | 1911.1706
| 7 | Batteries | 2.9488 | -0.89448 | 0 | 0 | 2.0544 | 2.0544 | -0.89448 | 0 | 0 | 1.1599 | 1.1599 | -0.046682 | 0 | 0 | 1.1132 | 1.1132 | -0.046682 | 0 | 0 | 1.0665
| 8 | Air Conditioning | 0.093646 | -0.0053698 | 0 | 0 | 0.088276 | 0.088276 | -0.0053698 | 0 | 0 | 0.082907 | 0.082907 | -0.0053698 | 0 | 0 | 0.077537 | 0.077537 | -0.0053698 | 0 | 0 | 0.072167
| 9 | Lines & cable Network | 25.5231 | -2.5587 | 0 | 0 | 22.9645 | 22.9645 | -2.5587 | 0 | 0 | 20.4058 | 20.4058 | -2.5587 | 0 | 0 | 17.8471 | 17.8471 | -0.98483 | 0 | 0 | 16.8622
| 10 | Vehicles | 2.2821 | 1.7658 | 0 | 0 | 4.0479 | 4.0479 | -0.5226 | 0 | 0 | 3.5253 | 3.5253 | -0.5226 | 0 | 0 | 3.0027 | 3.0027 | -0.5226 | 0 | 0 | 2.4801
| 11 | Furniture & Fixtures | 1.9194 | -0.046105 | 0 | 0 | 1.8733 | 1.8733 | -0.11594 | 0 | 0 | 1.7574 | 1.7574 | -0.19225 | 0 | 0 | 1.5651 | 1.5651 | -0.19225 | 0 | 0 | 1.3729
| 12 | Office Equipment | 0.92182 | -0.06905 | 0 | 0 | 0.85277 | 0.85277 | -0.06905 | 0 | 0 | 0.78372 | 0.78372 | -0.06905 | 0 | 0 | 0.71467 | 0.71467 | -0.06905 | 0 | 0 | 0.64562
| 13 | Communication Equipments | 0 | 0 | 0 | 0 | 0 | 0 | 0 | 0 | 0 | 0 | 0 | 0 | 0 | 0 | 0 | 0 | 0 | 0 | 0 | 0
| 14 | I.T. Equipment | 0 | 0.13342 | 0.30061 | 0 | -0.16719 | -0.16719 | 0.15891 | 0 | 0 | -0.0082861 | -0.0082861 | 0 | 0 | 0 | -0.0082861 | -0.0082861 | 0 | 0 | 0 | -0.0082861
| 15 | Software | 0 | 0 | 0 | 0 | 0 | 0 | 0 | 0 | 0 | 0 | 0 | 0 | 0 | 0 | 0 | 0 | 0 | 0 | 0 | 0
| 16 | Intangibles | 0 | 0 | 0 | 0 | 0 | 0 | 0 | 0 | 0 | 0 | 0 | 0 | 0 | 0 | 0 | 0 | 0 | 0 | 0 | 0
| 17 | RIGHT TO USE OF KGSC LEASE ASSET STAGE I & II | 0 | 0 | 0 | 0 | 0 | 0 | 0 | 0 | 0 | 0 | 0 | 0 | 0 | 0 | 0 | 0 | 0 | 0 | 0 | 0
|  | Total | 3800.06 | -329.0275 | 0.30061 | 0 | 3470.7319 | 3470.7319 | -327.1504 | 0 | 0 | 3143.5815 | 3143.5815 | -319.5184 | 0 | 0 | 2824.0631 | 2824.0631 | -343.0039 | 0 | 0 | 2481.0593
Note: Documentary evidence of all assets put to use shall be provided with this format
(Rs. Crore)
| Sr. No. | Particulars | FY 2026-27 |  |  |  |  | FY 2027-28 |  |  |  |  | FY 2028-29 |  |  |  |  | FY 2029-30
|  |  | Projected |  |  |  |  | Projected |  |  |  |  | Projected |  |  |  |  | Projected
|  |  | Balance at the beginning of the year | Additions during the year | Withdrawals during the year | Asset not in use | Balance at the end of the year | Balance at the beginning of the year | Additions during the year | Retirement of assets during the year | Asset not in use | Balance at the end of the year | Balance at the beginning of the year | Additions during the year | Retirement of assets during the year | Asset not in use | Balance at the end of the year | Balance at the beginning of the year | Additions during the year | Retirement of assets during the year | Asset not in use | Balance at the end of the year
|  |  | (y) | (z) | (aa) | (ab) | (ac) = (y)+(z)-(aa)-(ab) | (y) | (z) | (aa) | (ab) | (ac) = (y)+(z)-(aa)-(ab) | (y) | (z) | (aa) | (ab) | (ac) = (y)+(z)-(aa)-(ab) | (y) | (z) | (aa) | (ab) | (ac) = (y)+(z)-(aa)-(ab)
| 1 | Land & Rights | 12.275 | 0 | 0 | 0 | 12.275 | 12.275 |  |  |  | 12.275 | 12.275 |  |  |  | 12.275 | 12.275 |  |  |  | 12.275
| 2 | Buildings | 184.656 | -10.7376 | 0 | 0 | 173.9184 | 173.9184 |  |  |  | 173.9184 | 173.9184 |  |  |  | 173.9184 | 173.9184 |  |  |  | 173.9184
| 3 | Cooling Towers and Circulating Water Systems | 0 | 0 | 0 | 0 | 0 | 0 |  |  |  | 0 | 0 |  |  |  | 0 | 0 |  |  |  | 0
| 4 | Hydraulic works | 110.9916 | -6.2667 | 0 | 0 | 104.7249 | 104.7249 |  |  |  | 104.7249 | 104.7249 |  |  |  | 104.7249 | 104.7249 |  |  |  | 104.7249
| 5 | Other & Civil work | 239.4747 | -12.6506 | 0 | 0 | 226.8241 | 226.8241 |  |  |  | 226.8241 | 226.8241 |  |  |  | 226.8241 | 226.8241 |  |  |  | 226.8241
| 6 | Plant & Machinery | 1911.1706 | -11.8209 | 0 | 0 | 1899.3497 | 1899.3497 |  |  |  | 1899.3497 | 1899.3497 |  |  |  | 1899.3497 | 1899.3497 |  |  |  | 1899.3497
| 7 | Batteries | 1.0665 | -0.046682 | 0 | 0 | 1.0198 | 1.0198 |  |  |  | 1.0198 | 1.0198 |  |  |  | 1.0198 | 1.0198 |  |  |  | 1.0198
| 8 | Air Conditioning | 0.072167 | -0.0053698 | 0 | 0 | 0.066797 | 0.066797 |  |  |  | 0.066797 | 0.066797 |  |  |  | 0.066797 | 0.066797 |  |  |  | 0.066797
| 9 | Lines & cable Network | 16.8622 | -0.98483 | 0 | 0 | 15.8774 | 15.8774 |  |  |  | 15.8774 | 15.8774 |  |  |  | 15.8774 | 15.8774 |  |  |  | 15.8774
| 10 | Vehicles | 2.4801 | -0.5226 | 0 | 0 | 1.9575 | 1.9575 |  |  |  | 1.9575 | 1.9575 |  |  |  | 1.9575 | 1.9575 |  |  |  | 1.9575
| 11 | Furniture & Fixtures | 1.3729 | -0.19225 | 0 | 0 | 1.1806 | 1.1806 |  |  |  | 1.1806 | 1.1806 |  |  |  | 1.1806 | 1.1806 |  |  |  | 1.1806
| 12 | Office Equipment | 0.64562 | -0.06905 | 0 | 0 | 0.57657 | 0.57657 |  |  |  | 0.57657 | 0.57657 |  |  |  | 0.57657 | 0.57657 |  |  |  | 0.57657
| 13 | Communication Equipments | 0 | 0 | 0 | 0 | 0 | 0 |  |  |  | 0 | 0 |  |  |  | 0 | 0 |  |  |  | 0
| 14 | I.T. Equipment | -0.0082861 | 0 | 0 | 0 | -0.0082861 | -0.0082861 |  |  |  | -0.0082861 | -0.0082861 |  |  |  | -0.0082861 | -0.0082861 |  |  |  | -0.0082861
| 15 | Software | 0 | 0 | 0 | 0 | 0 | 0 |  |  |  | 0 | 0 |  |  |  | 0 | 0 |  |  |  | 0
| 16 | Intangibles | 0 | 0 | 0 | 0 | 0 | 0 |  |  |  | 0 | 0 |  |  |  | 0 | 0 |  |  |  | 0
| 17 | RIGHT TO USE OF KGSC LEASE ASSET STAGE I & II | 0 | 0 | 0 | 0 | 0 | 0 |  |  |  | 0 | 0 |  |  |  | 0 | 0 |  |  |  | 0
|  | Total | 2481.0593 | -43.2967 | 0 | 0 | 2437.7626 | 2437.7626 | 0 | 0 | 0 | 2437.7626 | 2437.7626 | 0 | 0 | 0 | 2437.7626 | 2437.7626 | 0 | 0 | 0 | 2437.7626

## F5.1 (N)
Maharashtra State Power Generation Company Ltd.
MYT Petition Formats for Bhusawal Units 4&5
Form 5.1 (N): Assets & Depreciation - New Schemes (not covered under Existing Assets)
(A) Gross Fixed Assets
(Rs. Crore)
(Rs. Crore)
Sr. No. | Particulars | FY 2025-26 |  |  |  |  | FY 2026-27 |  |  |  |  | FY 2027-28 |  |  |  |  | FY 2028-29 |  |  |  |  | FY 2029-30
|  | Projected |  |  |  |  | Projected |  |  |  |  | Projected |  |  |  |  | Projected |  |  |  |  | Projected
|  | Balance at the beginning of the year | Additions during the year | Retirement of assets during the year | Asset not in use | Balance at the end of the year | Balance at the beginning of the year | Additions during the year | Retirement of assets during the year | Asset not in use | Balance at the end of the year | Balance at the beginning of the year | Additions during the year | Retirement of assets during the year | Asset not in use | Balance at the end of the year | Balance at the beginning of the year | Additions during the year | Retirement of assets during the year | Asset not in use | Balance at the end of the year | Balance at the beginning of the year | Additions during the year | Retirement of assets during the year | Asset not in use | Balance at the end of the year
|  | (a) | (b) | (c) | (d) | (e) = (a)+(b)-(c)-(d) | (e) | (f) | (g) | (h) | (i) = (e)+(f)-(g)-(h) | (i) | (j) | (k) | (l) | (m) = (i)+(j)-(k)-(l) | (m) | (n) | (o) | (p) | (q) = (m)+(n)-(o)-(p) | (q) | (r) | (s) | (t) | (u) = (q)+(r)-(s)-(t)
1 | Land & Rights | 0 | 0 | 0 |  | 0 | 0 | 0 | 0 |  | 0 | 0 | 0 | 0 |  | 0 | 0 | 0 | 0 |  | 0 | 0 | 0 | 0 |  | 0
2 | Buildings | 0 | 0 | 0 |  | 0 | 0 | 0 | 0 |  | 0 | 0 | 0 | 0 |  | 0 | 0 | 0 | 0 |  | 0 | 0 | 0 | 0 |  | 0
3 | Cooling Towers and Circulating Water Systems | 0 | 10 | 0 |  | 10 | 10 | 0 | 0 |  | 10 | 10 | 0 | 0 |  | 10 | 10 | 0 | 0 |  | 10 | 10 | 0 | 0 |  | 10
4 | Hydraulic works | 0 | 0 | 0 |  | 0 | 0 | 0 | 0 |  | 0 | 0 | 0 | 0 |  | 0 | 0 | 0 | 0 |  | 0 | 0 | 0 | 0 |  | 0
5 | Other & Civil work | 0 | 2.2 | 0 |  | 2.2 | 2.2 | 0 | 0 |  | 2.2 | 2.2 | 0 | 0 |  | 2.2 | 2.2 | 0 | 0 |  | 2.2 | 2.2 | 0 | 0 |  | 2.2
6 | Plant & Machinery | 0 | 46.71 | 0 |  | 46.71 | 46.71 | 169.25 | 0 |  | 215.96 | 215.96 | 72.66 | 0 |  | 288.62 | 288.62 | 171.3333 | 0 |  | 459.9533 | 459.9533 | 145 | 0 |  | 604.9533
7 | Batteries | 0 | 0 | 0 |  | 0 | 0 | 0 | 0 |  | 0 | 0 | 0 | 0 |  | 0 | 0 | 0 | 0 |  | 0 | 0 | 0 | 0 |  | 0
8 | Air Conditioning | 0 | 0 | 0 |  | 0 | 0 | 0 | 0 |  | 0 | 0 | 0 | 0 |  | 0 | 0 | 0 | 0 |  | 0 | 0 | 0 | 0 |  | 0
9 | Lines & cable Network | 0 | 0 | 0 |  | 0 | 0 | 0 | 0 |  | 0 | 0 | 0 | 0 |  | 0 | 0 | 0 | 0 |  | 0 | 0 | 0 | 0 |  | 0
10 | Vehicles | 0 | 0 | 0 |  | 0 | 0 | 1.8375 | 0 |  | 1.8375 | 1.8375 | 6.84 | 0 |  | 8.6775 | 8.6775 | 0 | 0 |  | 8.6775 | 8.6775 | 0 | 0 |  | 8.6775
11 | Furniture & Fixtures | 0 | 0 | 0 |  | 0 | 0 | 0 | 0 |  | 0 | 0 | 0 | 0 |  | 0 | 0 | 0 | 0 |  | 0 | 0 | 0 | 0 |  | 0
12 | Office Equipment | 0 | 0 | 0 |  | 0 | 0 | 0 | 0 |  | 0 | 0 | 0 | 0 |  | 0 | 0 | 0 | 0 |  | 0 | 0 | 0 | 0 |  | 0
13 | Communication Equipments | 0 | 0 | 0 |  | 0 | 0 | 0 | 0 |  | 0 | 0 | 0 | 0 |  | 0 | 0 | 0 | 0 |  | 0 | 0 | 0 | 0 |  | 0
14 | I.T. Equipment | 0 | 0 | 0 |  | 0 | 0 | 0 | 0 |  | 0 | 0 | 0 | 0 |  | 0 | 0 | 0 | 0 |  | 0 | 0 | 0 | 0 |  | 0
15 | Software | 0 | 0 | 0 |  | 0 | 0 | 0 | 0 |  | 0 | 0 | 0 | 0 |  | 0 | 0 | 0 | 0 |  | 0 | 0 | 0 | 0 |  | 0
16 | Intangibles | 0 | 0 | 0 |  | 0 | 0 | 0 | 0 |  | 0 | 0 | 0 | 0 |  | 0 | 0 | 0 | 0 |  | 0 | 0 | 0 | 0 |  | 0
17 | RIGHT TO USE OF KGSC LEASE ASSET STAGE I & II | 0 | 0 | 0 |  | 0 | 0 | 0 | 0 |  | 0 | 0 | 0 | 0 |  | 0 | 0 | 0 | 0 |  | 0 | 0 | 0 | 0 |  | 0
| Total |  |  |  |  | 58.91 | 58.91 | 171.0875 | 0 | 0 | 229.9975 | 229.9975 | 79.5 | 0 | 0 | 309.4975 | 309.4975 | 171.3333 | 0 | 0 | 480.8308 | 480.8308 | 145 | 0 | 0 | 625.8308
(B) Depreciation
(Rs. Crore)
Sr. No. | Particulars | FY 2025-26 |  |  |  |  | FY 2026-27 |  |  |  |  | FY 2027-28 |  |  |  |  | FY 2028-29 |  |  |  |  | FY 2029-30
|  | Projected |  |  |  |  | Projected |  |  |  |  | Projected |  |  |  |  | Projected |  |  |  |  | Projected
|  | Accumulated depreciation at the beginning of the year | Additions during the year | Withdrawals during the year | Asset not in use | Accumulated depreciation at the end of the year | Accumulated depreciation at the beginning of the year | Additions during the year | Withdrawals during the year | Asset not in use | Accumulated depreciation at the end of the year | Accumulated depreciation at the beginning of the year | Additions during the year | Withdrawals during the year | Asset not in use | Accumulated depreciation at the end of the year | Accumulated depreciation at the beginning of the year | Additions during the year | Withdrawals during the year | Asset not in use | Accumulated depreciation at the end of the year | Accumulated depreciation at the beginning of the year | Additions during the year | Withdrawals during the year | Asset not in use | Accumulated depreciation at the end of the year
|  | (a) | (b) | (c) | (d) | (e) = (a)+(b)-(c)-(d) | (e) | (f) | (g) | (h) | (i) = (e)+(f)-(g)-(h) | (i) | (j) | (k) | (l) | (m) = (i)+(j)-(k)-(l) | (m) | (n) | (o) | (p) | (q) = (m)+(n)-(o)-(p) | (q) | (r) | (s) | (t) | (u)=(q)+(r)
1 | Land & Rights | 0 | 0 | 0 |  | 0 | 0 | 0 | 0 |  | 0 | 0 | 0 | 0 |  | 0 | 0 | 0 | 0 |  | 0 | 0 | 0 | 0 |  |  | 0%
2 | Buildings | 0 | 0 | 0 |  | 0 | 0 | 0 | 0 |  | 0 | 0 | 0 | 0 |  | 0 | 0 | 0 | 0 |  | 0 | 0 | 0 | 0 |  |  | 3.34%
3 | Cooling Towers and Circulating Water Systems | 0 | 0.211 | 0 |  | 0.211 | 0.211 | 0.422 | 0 |  | 0.633 | 0.633 | 0.422 | 0 |  | 1.055 | 1.055 | 0.422 | 0 |  | 1.477 | 1.477 | 0.422 | 0 |  |  | 4.22%
4 | Hydraulic works | 0 | 0 | 0 |  | 0 | 0 | 0 | 0 |  | 0 | 0 | 0 | 0 |  | 0 | 0 | 0 | 0 |  | 0 | 0 | 0 | 0 |  |  | 4.22%
5 | Other & Civil work | 0 | 0.03674 | 0 |  | 0.03674 | 0.03674 | 0.07348 | 0 |  | 0.11022 | 0.11022 | 0.07348 | 0 |  | 0.1837 | 0.1837 | 0.07348 | 0 |  | 0.25718 | 0.25718 | 0.07348 | 0 |  |  | 3.34%
6 | Plant & Machinery | 0 | 0.98558 | 0 |  | 0.98558 | 0.98558 | 5.5423 | 0 |  | 6.5279 | 6.5279 | 10.6466 | 0 |  | 17.1746 | 17.1746 | 15.7949 | 0 |  | 32.9695 | 32.9695 | 22.4695 | 0 |  |  | 4.22%
7 | Batteries | 0 | 0 | 0 |  | 0 | 0 | 0 | 0 |  | 0 | 0 | 0 | 0 |  | 0 | 0 | 0 | 0 |  | 0 | 0 | 0 | 0 |  |  | 9.5%
8 | Air Conditioning | 0 | 0 | 0 |  | 0 | 0 | 0 | 0 |  | 0 | 0 | 0 | 0 |  | 0 | 0 | 0 | 0 |  | 0 | 0 | 0 | 0 |  |  | 9.5%
9 | Lines & cable Network | 0 | 0 | 0 |  | 0 | 0 | 0 | 0 |  | 0 | 0 | 0 | 0 |  | 0 | 0 | 0 | 0 |  | 0 | 0 | 0 | 0 |  |  | 4.22%
10 | Vehicles | 0 | 0 | 0 |  | 0 | 0 | 0.087281 | 0 |  | 0.087281 | 0.087281 | 0.49946 | 0 |  | 0.58674 | 0.58674 | 0.82436 | 0 |  | 1.4111 | 1.4111 | 0.82436 | 0 |  |  | 9.5%
11 | Furniture & Fixtures | 0 | 0 | 0 |  | 0 | 0 | 0 | 0 |  | 0 | 0 | 0 | 0 |  | 0 | 0 | 0 | 0 |  | 0 | 0 | 0 | 0 |  |  | 6.33%
12 | Office Equipment | 0 | 0 | 0 |  | 0 | 0 | 0 | 0 |  | 0 | 0 | 0 | 0 |  | 0 | 0 | 0 | 0 |  | 0 | 0 | 0 | 0 |  |  | 6.33%
13 | Communication Equipments | 0 | 0 | 0 |  | 0 | 0 | 0 | 0 |  | 0 | 0 | 0 | 0 |  | 0 | 0 | 0 | 0 |  | 0 | 0 | 0 | 0 |  |  | 6.33%
14 | I.T. Equipment | 0 | 0 | 0 |  | 0 | 0 | 0 | 0 |  | 0 | 0 | 0 | 0 |  | 0 | 0 | 0 | 0 |  | 0 | 0 | 0 | 0 |  |  | 15%
15 | Software | 0 | 0 | 0 |  | 0 | 0 | 0 | 0 |  | 0 | 0 | 0 | 0 |  | 0 | 0 | 0 | 0 |  | 0 | 0 | 0 | 0 |  |  | 15%
16 | Intangibles | 0 | 0 | 0 |  | 0 | 0 | 0 | 0 |  | 0 | 0 | 0 | 0 |  | 0 | 0 | 0 | 0 |  | 0 | 0 | 0 | 0 |  |  | 15%
17 | RIGHT TO USE OF KGSC LEASE ASSET STAGE I & II | 0 | 0 | 0 |  | 0 | 0 | 0 | 0 |  | 0 | 0 | 0 | 0 |  | 0 | 0 | 0 | 0 |  | 0 | 0 | 0 | 0 |  |  | 3.34%
| Total |  | 1.2333 | 0 | 0 | 1.2333 | 1.2333 | 6.1251 | 0 | 0 | 7.3584 | 7.3584 | 11.6416 | 0 | 0 | 19 | 19 | 17.1147 | 0 | 0 | 36.1147 | 36.1147
|  |  | 13.2014 |  |  |  |  | 12.2014 |  |  |  |  | 11.2014 |  |  |  |  | 10.2014 |  |  |  |  | 9.2014
(C ) Net Fixed Assets
(Rs. Crore)
Sr. No. | Particulars | FY 2025-26 |  |  |  |  | FY 2026-27 |  |  |  |  | FY 2027-28 |  |  |  |  | FY 2028-29 |  |  |  |  | FY 2029-30
|  | Projected |  |  |  |  | Projected |  |  |  |  | Projected |  |  |  |  | Projected |  |  |  |  | Projected
|  | Balance at the beginning of the year | Additions during the year | Withdrawals during the year | Asset not in use | Balance at the end of the year | Balance at the beginning of the year | Additions during the year | Withdrawals during the year | Asset not in use | Balance at the end of the year | Balance at the beginning of the year | Additions during the year | Withdrawals during the year | Asset not in use | Balance at the end of the year | Balance at the beginning of the year | Additions during the year | Withdrawals during the year | Asset not in use | Balance at the end of the year | Balance at the beginning of the year | Additions during the year | Withdrawals during the year | Asset not in use | Balance at the end of the year
|  | (a) | (b) | (c) | (d) | (e) = (a)+(b)-(c)-(d) | (e) | (f) | (g) | (h) | (i) = (e)+(f)-(g)-(h) | (i) | (j) | (k) | (l) | (m) = (i)+(j)-(k)-(l) | (m) | (n) | (o) | (p) | (q) = (m)+(n)-(o)-(p) | (q) | (r) | (s) | (t) | (u)=(q)+(r)
1 | Land & Rights | 0 | 0 | 0 |  | 0 | 0 | 0 | 0 |  | 0 | 0 | 0 | 0 |  | 0 | 0 | 0 | 0 |  | 0 | 0 | 0 | 0 |  | 0
2 | Buildings | 0 | 0 | 0 |  | 0 | 0 | 0 | 0 |  | 0 | 0 | 0 | 0 |  | 0 | 0 | 0 | 0 |  | 0 | 0 | 0 | 0 |  | 0
3 | Cooling Towers and Circulating Water Systems | 0 | 9.789 | 0 |  | 9.789 | 9.789 | -0.422 | 0 |  | 9.367 | 9.367 | -0.422 | 0 |  | 8.945 | 8.945 | -0.422 | 0 |  | 8.523 | 8.523 | -0.422 | 0 |  | 8.101
4 | Hydraulic works | 0 | 0 | 0 |  | 0 | 0 | 0 | 0 |  | 0 | 0 | 0 | 0 |  | 0 | 0 | 0 | 0 |  | 0 | 0 | 0 | 0 |  | 0
5 | Other & Civil work | 0 | 2.1633 | 0 |  | 2.1633 | 2.1633 | -0.07348 | 0 |  | 2.0898 | 2.0898 | -0.07348 | 0 |  | 2.0163 | 2.0163 | -0.07348 | 0 |  | 1.9428 | 1.9428 | -0.07348 | 0 |  | 1.8693
6 | Plant & Machinery | 0 | 45.7244 | 0 |  | 45.7244 | 45.7244 | 163.7077 | 0 |  | 209.4321 | 209.4321 | 62.0134 | 0 |  | 271.4454 | 271.4454 | 155.5384 | 0 |  | 426.9839 | 426.9839 | 122.5305 | 0 |  | 549.5143
7 | Batteries | 0 | 0 | 0 |  | 0 | 0 | 0 | 0 |  | 0 | 0 | 0 | 0 |  | 0 | 0 | 0 | 0 |  | 0 | 0 | 0 | 0 |  | 0
8 | Air Conditioning | 0 | 0 | 0 |  | 0 | 0 | 0 | 0 |  | 0 | 0 | 0 | 0 |  | 0 | 0 | 0 | 0 |  | 0 | 0 | 0 | 0 |  | 0
9 | Lines & cable Network | 0 | 0 | 0 |  | 0 | 0 | 0 | 0 |  | 0 | 0 | 0 | 0 |  | 0 | 0 | 0 | 0 |  | 0 | 0 | 0 | 0 |  | 0
10 | Vehicles | 0 | 0 | 0 |  | 0 | 0 | 1.7502 | 0 |  | 1.7502 | 1.7502 | 6.3405 | 0 |  | 8.0908 | 8.0908 | -0.82436 | 0 |  | 7.2664 | 7.2664 | -0.82436 | 0 |  | 6.442
11 | Furniture & Fixtures | 0 | 0 | 0 |  | 0 | 0 | 0 | 0 |  | 0 | 0 | 0 | 0 |  | 0 | 0 | 0 | 0 |  | 0 | 0 | 0 | 0 |  | 0
12 | Office Equipment | 0 | 0 | 0 |  | 0 | 0 | 0 | 0 |  | 0 | 0 | 0 | 0 |  | 0 | 0 | 0 | 0 |  | 0 | 0 | 0 | 0 |  | 0
13 | Communication Equipments | 0 | 0 | 0 |  | 0 | 0 | 0 | 0 |  | 0 | 0 | 0 | 0 |  | 0 | 0 | 0 | 0 |  | 0 | 0 | 0 | 0 |  | 0
14 | I.T. Equipment | 0 | 0 | 0 |  | 0 | 0 | 0 | 0 |  | 0 | 0 | 0 | 0 |  | 0 | 0 | 0 | 0 |  | 0 | 0 | 0 | 0 |  | 0
15 | Software | 0 | 0 | 0 |  | 0 | 0 | 0 | 0 |  | 0 | 0 | 0 | 0 |  | 0 | 0 | 0 | 0 |  | 0 | 0 | 0 | 0 |  | 0
16 | Intangibles | 0 | 0 | 0 |  | 0 | 0 | 0 | 0 |  | 0 | 0 | 0 | 0 |  | 0 | 0 | 0 | 0 |  | 0 | 0 | 0 | 0 |  | 0
17 | RIGHT TO USE OF KGSC LEASE ASSET STAGE I & II | 0 | 0 | 0 |  | 0 | 0 | 0 | 0 |  | 0 | 0 | 0 | 0 |  | 0 | 0 | 0 | 0 |  | 0 | 0 | 0 | 0 |  | 0
| Total | 0 | 57.6767 | 0 | 0 | 57.6767 | 57.6767 | 164.9624 | 0 | 0 | 222.6391 | 222.6391 | 67.8584 | 0 | 0 | 290.4975 | 290.4975 | 154.2186 | 0 | 0 | 444.7161 | 444.7161 | 121.2106 | 0 | 0 | 565.9267

## F6
Maharashtra State Power Generation Company Ltd.
MYT Petition Formats for Bhusawal Units 4&5
Form 6: Interest Expenses
A) Normative Loan
(Rs. Crore)
| Sr. No. | Source of Loan | FY 2022-23 |  |  | FY 2023-24 |  |  | FY 2024-25 |  |  | Ensuing Years |  |  |  |  | Remarks
|  |  | MTR Order | April-March (Audited ) | True-Up requirement | MTR Order | April-March (Audited ) | True-Up requirement | MTR Order | April - March (Estimated) | Provisional True-Up requirement | FY 2025-26 | FY 2026-27 | FY 2027-28 | FY 2028-29 | FY 2029-30
|  |  | (a) | (b) | (c) = (b) - (a) | (d) | (e) | (f) = (e) - (d) | (g) | (h) | (i) = (h) - (g) | Projected | Projected | Projected | Projected | Projected
| 1 | Opening Balance of Gross Normative Loan |  |  | 0 |  |  | 0 |  |  | 0
| 2 | Cumulative Repayment till the year |  |  | 0 |  |  | 0 |  |  | 0
| 3 | Opening Balance of Net Normative Loan | 2053.7692 | 2060.0204 | 6.2512 | 1726.7399 | 1726.8171 | 0.07722 | 1391.3181 | 1412.2688 | 20.9507 | 1085.426 | 782.4258 | 820.9218 | 742.1947 | 692.6823
| 4 | Less: Reduction of Normative Loan due to retirement or replacement of assets |  | 0.09188 | 0.09188 |  | 0 | 0 |  | 0 | 0
| 5 | Addition of Normative Loan due to capitalisation during the year | 13.209 | 9.7435 | -3.4655 | 5.523 | 29.185 | 23.662 | 337.036 | 17.0904 | -319.9456 | 41.237 | 194.0627 | 85.3706 | 119.9333 | 101.5
340.2383 | 6 | Repayment of Normative loan during the year | 340.2383 | 342.9469 | 2.7086 | 340.9448 | 343.7333 | 2.7885 | 353.0163 | 343.9332 | -9.0831 | 344.2372 | 155.5668 | 164.0977 | 169.4457 | 176.1203 |  | 340.9448 | 353.0163
| 7 | Closing Balance of Net Normative Loan | 1726.7399 | 1726.8171 | 0.07722 | 1391.3181 | 1412.2688 | 20.9507 | 1375.3378 | 1085.426 | -289.9118 | 782.4258 | 820.9218 | 742.1947 | 692.6823 | 618.062
| 8 | Closing Balance of Gross Normative Loan |  |  | 0 |  |  | 0 |  |  | 0
| 9 | Average Balance of Net Normative Loan | 1890.2545 | 1893.4187 | 3.1642 | 1559.029 | 1569.543 | 10.514 | 1383.328 | 1248.8474 | -134.4806 | 933.9259 | 801.6738 | 781.5582 | 717.4385 | 655.3721
| 10 | Weighted average Rate of Interest on actual Loans (%) | 10.43% | 10.29% | -0.1385% | 10.43% | 0.10262 | -0.1693% | 10.43% | 10.26% | -0.0016927 | 10.26% | 10.26% | 10.26% | 10.26% | 10.26%
| 11 | Interest Expenses | 197.173 | 194.8801 | -2.2928 | 162.6228 | 161.0628 | -1.56 | 144.2953 | 128.1537 | -16.1416 | 95.8373 | 82.2659 | 80.2016 | 73.6218 | 67.2527
| 12 | Financing Charges | 0.77669 | 1.9644 | 1.1877 | 0.77669 | 2.9847 | 2.208 | 0.77669 | 2.9847 | 2.208 | 2.9847 | 2.9847 | 2.9847 | 2.9847 | 2.9847
| 13 | Total Interest & Financing Charges | 197.9497 | 196.8445 | -1.1052 | 163.3994 | 164.0474 | 0.64799 | 145.072 | 131.1384 | -13.9336 | 98.8219 | 85.2505 | 83.1863 | 76.6065 | 70.2374
B) Existing Actual Long-term Loans
(Rs. Crore)
| Sr. No. | Source of Loan | FY 2022-23 |  |  | FY 2023-24 |  |  | FY 2024-25 |  |  | Ensuing Years |  |  |  |  | Remarks
|  |  | MYT Order | April-March (Audited ) | True-Up requirement | MYT Order | April-March (Audited ) | True-Up requirement | MYT Order | April - March (Estimated) | Provisional True-Up requirement | FY 2025-26 | FY 2026-27 | FY 2027-28 | FY 2028-29 | FY 2029-30
|  |  | (a) | (b) | (c) = (b) - (a) | (d) | (e) | (f) = (e) - (d) | (g) | (h) | (i) = (h) - (g) | Projected | Projected | Projected | Projected | Projected
| 1 | PFC (Allocation of Generic Loans) (All TPS)
| 1.1 | Opening Balance of Loan |  | 0 | 0 |  | 0 | 0 |  |  | 0
| 1.2 | Less: Reduction of Normative Loan due to retirement or replacement of assets |  | 0 | 0 |  | 0 | 0 |  |  | 0
| 1.3 | Addition of Loan during the year |  | 0 | 0 |  | 0 | 0 |  |  | 0
| 1.4 | Loan Repayment during the year |  | 0 | 0 |  | 0 | 0 |  |  | 0
| 1.5 | Closing Balance of Loan |  | 0 | 0 |  | 0 | 0 |  | 0 | 0 |  | 0 |  |  | 0
| 1.6 | Average Loan Balance |  | 0 | 0 |  | 0 | 0 |  |  | 0
| 1.7 | Applicable Interest Rate (%) |  | 0% | #DIV/0! |  | 0% | #DIV/0! |  | #DIV/0! | #DIV/0! |  | #DIV/0! |  |  | #DIV/0!
| 1.8 | Interest Expenses |  | 0 | 0 |  | 0 | 0 |  |  | 0
| 2 | PFC - BLC General Capex (Allocation of Generic loans) (All TPS)
| 2.1 | Opening Balance of Loan |  | 0 | 0 |  | 0 | 0 |  |  | 0
| 2.2 | Less: Reduction of Normative Loan due to retirement or replacement of assets |  | 0 | 0 |  | 0 | 0 |  |  | 0
| 2.3 | Addition of Loan during the year |  | 0 | 0 |  | 0 | 0 |  |  | 0
| 2.4 | Loan Repayment during the year |  | 0 | 0 |  | 0 | 0 |  |  | 0
| 2.5 | Closing Balance of Loan |  | 0 | 0 |  | 0 | 0 |  | 0 | 0 |  | 0 |  |  | 0
| 2.6 | Average Loan Balance |  | 0 | 0 |  | 0 | 0 |  |  | 0
| 2.7 | Applicable Interest Rate (%) |  | 0% | #DIV/0! |  | 0% | #DIV/0! |  | #DIV/0! | #DIV/0! |  | #DIV/0! |  |  | #DIV/0!
| 2.8 | Interest Expenses |  | 0 | 0 |  | 0 | 0 |  |  | 0
| 3 | REC
| 3.1 | Opening Balance of Loan |  | 0 | 0 |  | 0 | 0 |  |  | 0
| 3.2 | Less: Reduction of Normative Loan due to retirement or replacement of assets |  | 0 | 0 |  | 0 | 0 |  |  | 0
| 3.3 | Addition of Loan during the year |  | 0 | 0 |  | 0 | 0 |  |  | 0
| 3.4 | Loan Repayment during the year |  | 0 | 0 |  | 0 | 0 |  |  | 0
| 3.5 | Closing Balance of Loan |  | 0 | 0 |  | 0 | 0 |  | 0 | 0 |  | 0 |  |  | 0
| 3.6 | Average Loan Balance |  | 0 | 0 |  | 0 | 0 |  |  | 0
| 3.7 | Applicable Interest Rate (%) |  | 0% | #DIV/0! |  | 0% | #DIV/0! |  | #DIV/0! | #DIV/0! |  | #DIV/0! |  |  | #DIV/0!
| 3.8 | Interest Expenses |  | 0 | 0 |  | 0 | 0 |  |  | 0
| 4 | REC MTL
| 4.1 | Opening Balance of Loan |  | 0 | 0 |  | 0 | 0 |  |  | 0
| 4.2 | Less: Reduction of Normative Loan due to retirement or replacement of assets |  | 0 | 0 |  | 0 | 0 |  |  | 0
| 4.3 | Addition of Loan during the year |  | 0 | 0 |  | 0 | 0 |  |  | 0
| 4.4 | Loan Repayment during the year |  | 0 | 0 |  | 0 | 0 |  |  | 0
| 4.5 | Closing Balance of Loan |  | 0 | 0 |  | 0 | 0 |  | 0 | 0 |  | 0 |  |  | 0
| 4.6 | Average Loan Balance |  | 0 | 0 |  | 0 | 0 |  |  | 0
| 4.7 | Applicable Interest Rate (%) |  | 0% | #DIV/0! |  | 0% | #DIV/0! |  | #DIV/0! | #DIV/0! |  | #DIV/0! |  |  | #DIV/0!
| 4.8 | Interest Expenses |  | 0 | 0 |  | 0 | 0 |  |  | 0
| 5 | South Indian Bank
| 5.1 | Opening Balance of Loan |  | 0 | 0 |  | 0 | 0 |  |  | 0
| 5.2 | Less: Reduction of Normative Loan due to retirement or replacement of assets |  | 0 | 0 |  | 0 | 0 |  |  | 0
| 5.3 | Addition of Loan during the year |  | 0 | 0 |  | 0 | 0 |  |  | 0
| 5.4 | Loan Repayment during the year |  | 0 | 0 |  | 0 | 0 |  |  | 0
| 5.5 | Closing Balance of Loan |  | 0 | 0 |  | 0 | 0 |  | 0 | 0 |  | 0 |  |  | 0
| 5.6 | Average Loan Balance |  | 0 | 0 |  | 0 | 0 |  |  | 0
| 5.7 | Applicable Interest Rate (%) |  | 0% | #DIV/0! |  | 0% | #DIV/0! |  | #DIV/0! | #DIV/0! |  | #DIV/0! |  |  | #DIV/0!
| 5.8 | Interest Expenses |  | 0 | 0 |  | 0 | 0 |  |  | 0
| 6 | Inst 6 - (Indian Bank-7 & BoM-1)
| 6.1 | Opening Balance of Loan |  | 0 | 0 |  | 0 | 0 |  |  | 0
| 6.2 | Less: Reduction of Normative Loan due to retirement or replacement of assets |  | 0 | 0 |  | 0 | 0 |  |  | 0
| 6.3 | Addition of Loan during the year |  | 0 | 0 |  | 0 | 0 |  |  | 0
| 6.4 | Loan Repayment during the year |  | 0 | 0 |  | 0 | 0 |  |  | 0
| 6.5 | Closing Balance of Loan |  | 0 | 0 |  | 0 | 0 |  | 0 | 0 |  | 0 |  |  | 0
| 6.6 | Average Loan Balance |  | 0 | 0 |  | 0 | 0 |  |  | 0
| 6.7 | Applicable Interest Rate (%) |  | 0% | #DIV/0! |  | 0% | #DIV/0! |  | #DIV/0! | #DIV/0! |  | #DIV/0! |  |  | #DIV/0!
| 6.8 | Interest Expenses |  | 0 | 0 |  | 0 | 0 |  |  | 0
| 7 | Inst 7 - (Indian Bank-7 & BoM-1)
| 7.1 | Opening Balance of Loan |  | 0 | 0 |  | 0 | 0 |  |  | 0
| 7.2 | Less: Reduction of Normative Loan due to retirement or replacement of assets |  | 0 | 0 |  | 0 | 0 |  |  | 0
| 7.3 | Addition of Loan during the year |  | 0 | 0 |  | 0 | 0 |  |  | 0
| 7.4 | Loan Repayment during the year |  | 0 | 0 |  | 0 | 0 |  |  | 0
| 7.5 | Closing Balance of Loan |  | 0 | 0 |  | 0 | 0 |  | 0 | 0 |  | 0 |  |  | 0
| 7.6 | Average Loan Balance |  | 0 | 0 |  | 0 | 0 |  |  | 0
| 7.7 | Applicable Interest Rate (%) |  | 0% | #DIV/0! |  | 0% | #DIV/0! |  | #DIV/0! | #DIV/0! |  | #DIV/0! |  |  | #DIV/0!
| 7.8 | Interest Expenses |  | 0 | 0 |  | 0 | 0 |  |  | 0
| 8 | Inst 8 - Addln Capex
| 8.1 | Opening Balance of Loan |  | 0 | 0 |  | 0 | 0 |  |  | 0
| 8.2 | Less: Reduction of Normative Loan due to retirement or replacement of assets |  | 0 | 0 |  | 0 | 0 |  |  | 0
| 8.3 | Addition of Loan during the year |  | 0 | 0 |  | 0 | 0 |  |  | 0
| 8.4 | Loan Repayment during the year |  | 0 | 0 |  | 0 | 0 |  |  | 0
| 8.5 | Closing Balance of Loan |  | 0 | 0 |  | 0 | 0 |  | 0 | 0 |  | 0 |  |  | 0
| 8.6 | Average Loan Balance |  | 0 | 0 |  | 0 | 0 |  |  | 0
| 8.7 | Applicable Interest Rate (%) |  | 0% | #DIV/0! |  | 0% | #DIV/0! |  | #DIV/0! | #DIV/0! |  | #DIV/0! |  |  | #DIV/0!
| 8.8 | Interest Expenses |  | 0 | 0 |  | 0 | 0 |  |  | 0
…
…
…
| 9 | Total
| 9.1 | Opening Balance of Loan |  | 0 |  |  | 0 |  |  | 0 |  |  | 0 |  |  | 0
| 9.2 | Less: Reduction of Normative Loan due to retirement or replacement of assets |  | 0 |  |  | 0 |  |  | 0 |  |  | 0 |  |  | 0
| 9.3 | Addition of Loan during the year |  | 0 |  |  | 0 |  |  | 0 |  |  | 0 |  |  | 0
| 9.4 | Loan Repayment during the year |  | 0 |  |  | 0 |  |  | 0 |  |  | 0 |  |  | 0
| 9.5 | Closing Balance of Loan |  | 0 |  |  | 0 |  |  | 0 |  |  | 0 |  |  | 0
| 9.6 | Average Loan Balance |  | 0 |  |  | 0 |  |  | 0 |  |  | 0 |  |  | 0
| 9.7 | Applicable Interest Rate (%) |  | 0% |  |  | 0% |  |  | #DIV/0! |  |  | #DIV/0! |  |  | #DIV/0!
| 9.8 | Interest Expenses |  | 0 |  |  | 0 |  |  | 0 |  |  | 0 |  |  | 0
| 10 | Gross Interest Expenses |  | 0 |  |  | 0 |  |  | 0 |  |  | 0 |  |  | 0
| 11 | Less: Expenses Capitalised
| 12 | Net Interest Expenses |  | 0 |  |  | 0 |  |  | 0 |  |  | 0 |  |  | 0
Note:
Separate detailed computations for FERV component to be submitted
C) Existing Actual Long-term Loans (Station Specific)
(Rs. Crore)
| Sr. No. | Source of Loan | FY 2022-23 |  |  | FY 2023-24 |  |  | FY 2024-25 |  |  | Ensuing Years |  |  |  |  | Remarks
|  |  | MYT Order | April-March (Audited ) | True-Up requirement | MYT Order | April-March (Audited ) | True-Up requirement | MYT Order | April - March (Estimated) | Provisional True-Up requirement | FY 2025-26 | FY 2026-27 | FY 2027-28 | FY 2028-29 | FY 2029-30
|  |  | (a) | (b) | (c) = (b) - (a) | (d) | (e) | (f) = (e) - (d) | (g) | (h) | (i) = (h) - (g) | Projected | Projected | Projected | Projected | Projected
| 1 | PFC
| 1.1 | Opening Balance of Loan |  | 1.2244 | 1.2244 |  | 2.3514 | 2.3514 |  |  | 0
| 1.2 | Less: Reduction of Normative Loan due to retirement or replacement of assets |  | 0 | 0 |  | 0 | 0 |  |  | 0
| 1.3 | Addition of Loan during the year |  | 1.127 | 1.127 |  | 1.2728 | 1.2728 |  |  | 0
| 1.4 | Loan Repayment during the year |  | 0 | 0 |  | 0 | 0 |  |  | 0
| 1.5 | Closing Balance of Loan |  | 2.3514 | 2.3514 |  | 3.6241 | 3.6241 |  | 0 | 0 |  | 0 |  |  | 0
| 1.6 | Average Loan Balance |  | 1.7879 | 1.7879 |  | 2.9877 | 2.9877 |  |  | 0
| 1.7 | Applicable Interest Rate (%) |  | 9.764% | 9.764% |  | 11.2% | 11.2% |  | #DIV/0! | #DIV/0! |  | #DIV/0! |  |  | #DIV/0!
| 1.8 | Interest Expenses |  | 0.17457 | 0.17457 |  | 0.33455 | 0.33455 |  |  | 0
| 2 | PFC BLC General Capex
| 2.1 | Opening Balance of Loan |  | 0 | 0 |  | 0 | 0 |  |  | 0
| 2.2 | Less: Reduction of Normative Loan due to retirement or replacement of assets |  | 0 | 0 |  | 0 | 0 |  |  | 0
| 2.3 | Addition of Loan during the year |  | 0 | 0 |  | 0 | 0 |  |  | 0
| 2.4 | Loan Repayment during the year |  | 0 | 0 |  | 0 | 0 |  |  | 0
| 2.5 | Closing Balance of Loan |  | 0 | 0 |  | 0 | 0 |  | 0 | 0 |  | 0 |  |  | 0
| 2.6 | Average Loan Balance |  | 0 | 0 |  | 0 | 0 |  |  | 0
| 2.7 | Applicable Interest Rate (%) |  | 0% | #DIV/0! |  | 0% | #DIV/0! |  | #DIV/0! | #DIV/0! |  | #DIV/0! |  |  | #DIV/0!
| 2.8 | Interest Expenses |  | 0 | 0 |  | 0 | 0 |  |  | 0
| 3 | REC
| 3.1 | Opening Balance of Loan |  | 2254.6529 | 2254.6529 |  | 1814.3102 | 1814.3102 |  |  | 0
| 3.2 | Less: Reduction of Normative Loan due to retirement or replacement of assets |  | 0 | 0 |  | 0 | 0 |  |  | 0
| 3.3 | Addition of Loan during the year |  | 1.6229 | 1.6229 |  | 3.097 | 3.097 |  |  | 0
| 3.4 | Loan Repayment during the year |  | 441.9656 | 441.9656 |  | 441.9657 | 441.9657 |  |  | 0
| 3.5 | Closing Balance of Loan |  | 1814.3102 | 1814.3102 |  | 1375.4415 | 1375.4415 |  | 0 | 0 |  | 0 |  |  | 0
| 3.6 | Average Loan Balance |  | 2034.4816 | 2034.4816 |  | 1594.8759 | 1594.8759 |  |  | 0
| 3.7 | Applicable Interest Rate (%) |  | 10.29% | 10.29% |  | 10.26% | 10.26% |  | #DIV/0! | #DIV/0! |  | #DIV/0! |  |  | #DIV/0!
| 3.8 | Interest Expenses |  | 209.4085 | 209.4085 |  | 163.6344 | 163.6344 |  |  | 0
| 4 | REC MTL
| 4.1 | Opening Balance of Loan |  | 0 | 0 |  | 0 | 0 |  |  | 0
| 4.2 | Less: Reduction of Normative Loan due to retirement or replacement of assets |  | 0 | 0 |  | 0 | 0 |  |  | 0
| 4.3 | Addition of Loan during the year |  | 0 | 0 |  | 0 | 0 |  |  | 0
| 4.4 | Loan Repayment during the year |  | 0 | 0 |  | 0 | 0 |  |  | 0
| 4.5 | Closing Balance of Loan |  | 0 | 0 |  | 0 | 0 |  | 0 | 0 |  | 0 |  |  | 0
| 4.6 | Average Loan Balance |  | 0 | 0 |  | 0 | 0 |  |  | 0
| 4.7 | Applicable Interest Rate (%) |  | 0% | 0% |  | 0% | #DIV/0! |  | #DIV/0! | #DIV/0! |  | #DIV/0! |  |  | #DIV/0!
| 4.8 | Interest Expenses |  | 0 | 0 |  | 0 | 0 |  |  | 0
| 5 | Inst 14 -South Indian Bank
| 5.1 | Opening Balance of Loan |  | 0 | 0 |  | 0 | 0 |  |  | 0
| 5.2 | Less: Reduction of Normative Loan due to retirement or replacement of assets |  | 0 | 0 |  | 0 | 0 |  |  | 0
| 5.3 | Addition of Loan during the year |  | 0 | 0 |  | 0 | 0 |  |  | 0
| 5.4 | Loan Repayment during the year |  | 0 | 0 |  | 0 | 0 |  |  | 0
| 5.5 | Closing Balance of Loan |  | 0 | 0 |  | 0 | 0 |  | 0 | 0 |  | 0 |  |  | 0
| 5.6 | Average Loan Balance |  | 0 | 0 |  | 0 | 0 |  |  | 0
| 5.7 | Applicable Interest Rate (%) |  | 0% | #DIV/0! |  | 0% | #DIV/0! |  | #DIV/0! | #DIV/0! |  | #DIV/0! |  |  | #DIV/0!
| 5.8 | Interest Expenses |  | 0 | 0 |  | 0 | 0 |  |  | 0
| 6 | Hudco
| 6.1 | Opening Balance of Loan |  | 0 | 0 |  | 0 | 0 |  |  | 0
| 6.2 | Less: Reduction of Normative Loan due to retirement or replacement of assets |  | 0 | 0 |  | 0 | 0 |  |  | 0
| 6.3 | Addition of Loan during the year |  | 0 | 0 |  | 0 | 0 |  |  | 0
| 6.4 | Loan Repayment during the year |  | 0 | 0 |  | 0 | 0 |  |  | 0
| 6.5 | Closing Balance of Loan |  | 0 | 0 |  | 0 | 0 |  | 0 | 0 |  | 0 |  |  | 0
| 6.6 | Average Loan Balance |  | 0 | 0 |  | 0 | 0 |  |  | 0
| 6.7 | Applicable Interest Rate (%) |  | 0% | #DIV/0! |  | 0% | #DIV/0! |  | #DIV/0! | #DIV/0! |  | #DIV/0! |  |  | #DIV/0!
| 6.8 | Interest Expenses |  | 0 | 0 |  | 0 | 0 |  |  | 0
| 7 | Inst 6 - (Indian Bank-7 & BoM-1)
| 7.1 | Opening Balance of Loan |  | 0 | 0 |  | 0 | 0 |  |  | 0
| 7.2 | Less: Reduction of Normative Loan due to retirement or replacement of assets |  | 0 | 0 |  | 0 | 0 |  |  | 0
| 7.3 | Addition of Loan during the year |  | 0 | 0 |  | 0 | 0 |  |  | 0
| 7.4 | Loan Repayment during the year |  | 0 | 0 |  | 0 | 0 |  |  | 0
| 7.5 | Closing Balance of Loan |  | 0 | 0 |  | 0 | 0 |  | 0 | 0 |  | 0 |  |  | 0
| 7.6 | Average Loan Balance |  | 0 | 0 |  | 0 | 0 |  |  | 0
| 7.7 | Applicable Interest Rate (%) |  | 0% | #DIV/0! |  | 0% | #DIV/0! |  | #DIV/0! | #DIV/0! |  | #DIV/0! |  |  | #DIV/0!
| 7.8 | Interest Expenses |  | 0 | 0 |  | 0 | 0 |  |  | 0
| 8 | Inst 7 - (Indian Bank-7 & BoM-1)
| 8.1 | Opening Balance of Loan |  | 0 | 0 |  | 0 | 0 |  |  | 0
| 8.2 | Less: Reduction of Normative Loan due to retirement or replacement of assets |  | 0 | 0 |  | 0 | 0 |  |  | 0
| 8.3 | Addition of Loan during the year |  | 0 | 0 |  | 0 | 0 |  |  | 0
| 8.4 | Loan Repayment during the year |  | 0 | 0 |  | 0 | 0 |  |  | 0
| 8.5 | Closing Balance of Loan |  | 0 | 0 |  | 0 | 0 |  | 0 | 0 |  | 0 |  |  | 0
| 8.6 | Average Loan Balance |  | 0 | 0 |  | 0 | 0 |  |  | 0
| 8.7 | Applicable Interest Rate (%) |  | 0% | #DIV/0! |  | 0% | #DIV/0! |  | #DIV/0! | #DIV/0! |  | #DIV/0! |  |  | #DIV/0!
| 8.8 | Interest Expenses |  | 0 | 0 |  | 0 | 0 |  |  | 0
| 9 | Inst 8 - Addln Capex
| 9.1 | Opening Balance of Loan |  | 0 | 0 |  | 0 | 0 |  |  | 0
| 9.2 | Less: Reduction of Normative Loan due to retirement or replacement of assets |  | 0 | 0 |  | 0 | 0 |  |  | 0
| 9.3 | Addition of Loan during the year |  | 0 | 0 |  | 0 | 0 |  |  | 0
| 9.4 | Loan Repayment during the year |  | 0 | 0 |  | 0 | 0 |  |  | 0
| 9.5 | Closing Balance of Loan |  | 0 | 0 |  | 0 | 0 |  | 0 | 0 |  | 0 |  |  | 0
| 9.6 | Average Loan Balance |  | 0 | 0 |  | 0 | 0 |  |  | 0
| 9.7 | Applicable Interest Rate (%) |  | 0% | #DIV/0! |  | 0% | #DIV/0! |  | #DIV/0! | #DIV/0! |  | #DIV/0! |  |  | #DIV/0!
| 9.8 | Interest Expenses |  | 0 | 0 |  | 0 | 0 |  |  | 0
| 10 | Inst 9 - Addln Capex (STL Capex)
| 10.1 | Opening Balance of Loan |  | 0 | 0 |  | 0 | 0 |  |  | 0
| 10.2 | Less: Reduction of Normative Loan due to retirement or replacement of assets |  | 0 | 0 |  | 0 | 0 |  |  | 0
| 10.3 | Addition of Loan during the year |  | 0 | 0 |  | 0 | 0 |  |  | 0
| 10.4 | Loan Repayment during the year |  | 0 | 0 |  | 0 | 0 |  |  | 0
| 10.5 | Closing Balance of Loan |  | 0 | 0 |  | 0 | 0 |  | 0 | 0 |  | 0 |  |  | 0
| 10.6 | Average Loan Balance |  | 0 | 0 |  | 0 | 0 |  |  | 0
| 10.7 | Applicable Interest Rate (%) |  | 0% | #DIV/0! |  | 0% | #DIV/0! |  | #DIV/0! | #DIV/0! |  | #DIV/0! |  |  | #DIV/0!
| 10.8 | Interest Expenses |  | 0 | 0 |  | 0 | 0 |  |  | 0
| 11 | Inst 12 - World Bank
| 11.1 | Opening Balance of Loan |  | 0 | 0 |  | 0 | 0 |  |  | 0
| 11.2 | Less: Reduction of Normative Loan due to retirement or replacement of assets |  | 0 | 0 |  | 0 | 0 |  |  | 0
| 11.3 | Addition of Loan during the year |  | 0 | 0 |  | 0 | 0 |  |  | 0
| 11.4 | Loan Repayment during the year |  | 0 | 0 |  | 0 | 0 |  |  | 0
| 11.5 | Closing Balance of Loan |  | 0 | 0 |  | 0 | 0 |  | 0 | 0 |  | 0 |  |  | 0
| 11.6 | Average Loan Balance |  | 0 | 0 |  | 0 | 0 |  |  | 0
| 11.7 | Applicable Interest Rate (%) |  | 0% | #DIV/0! |  | 0% | #DIV/0! |  | #DIV/0! | #DIV/0! |  | #DIV/0! |  |  | #DIV/0!
| 11.8 | Interest Expenses |  | 0 | 0 |  | 0 | 0 |  |  | 0
| 12 | Inst 13 - SBI
| 12.1 | Opening Balance of Loan |  | 0 | 0 |  | 0 | 0 |  |  | 0
| 12.2 | Less: Reduction of Normative Loan due to retirement or replacement of assets |  | 0 | 0 |  | 0 | 0 |  |  | 0
| 12.3 | Addition of Loan during the year |  | 0 | 0 |  | 0 | 0 |  |  | 0
| 12.4 | Loan Repayment during the year |  | 0 | 0 |  | 0 | 0 |  |  | 0
| 12.5 | Closing Balance of Loan |  | 0 | 0 |  | 0 | 0 |  | 0 | 0 |  | 0 |  |  | 0
| 12.6 | Average Loan Balance |  | 0 | 0 |  | 0 | 0 |  |  | 0
| 12.7 | Applicable Interest Rate (%) |  | 0% | #DIV/0! |  | 0% | #DIV/0! |  | #DIV/0! | #DIV/0! |  | #DIV/0! |  |  | #DIV/0!
| 12.8 | Interest Expenses |  | 0 | 0 |  | 0 | 0 |  |  | 0
…
…
| 13 | Total
| 13.1 | Opening Balance of Loan |  | 2255.8773 |  |  | 1816.6616 |  |  | 0 |  |  | 0 |  |  | 0
| 13.2 | Less: Reduction of Normative Loan due to retirement or replacement of assets |  | 0 |  |  | 0 |  |  | 0 |  |  | 0 |  |  | 0
| 13.3 | Addition of Loan during the year |  | 2.7499 |  |  | 4.3698 |  |  | 0 |  |  | 0 |  |  | 0
| 13.4 | Loan Repayment during the year |  | 441.9656 |  |  | 441.9657 |  |  | 0 |  |  | 0 |  |  | 0
| 13.5 | Closing Balance of Loan |  | 1816.6616 |  |  | 1379.0657 |  |  | 0 |  |  | 0 |  |  | 0
| 13.6 | Average Loan Balance |  | 2036.2694 |  |  | 1597.8636 |  |  | 0 |  |  | 0 |  |  | 0
| 13.7 | Applicable Interest Rate (%) |  | 10.29% |  |  | 21.46% |  |  | #DIV/0! |  |  | #DIV/0! |  |  | #DIV/0!
| 13.8 | Interest Expenses |  | 209.583 |  |  | 163.969 |  |  | 0 |  |  | 0 |  |  | 0
| 14 | Gross Interest Expenses |  | 209.583 |  |  | 163.969 |  |  | 0 |  |  | 0 |  |  | 0
| 15 | Less: Expenses Capitalised
| 16 | Net Interest Expenses |  | 209.583 |  |  | 163.969 |  |  | 0 |  |  | 0 |  |  | 0
D ) Actual Loans drawn during the year
(Rs. Crore)
| Sr. No. | Source of Loan | FY 2019-20* |  |  | FY 2020-21 |  |  | FY 2022-23 |  |  | FY 2023-24 |  | FY 2024-25 |  |  | Remarks
|  |  | MYT Order | April-March (Audited ) | True-Up requirement | MYT Order | April-March (Audited ) | True-Up requirement | MYT Order | April - March (Estimated) | Provisional True-Up requirement | MYT Order | Revised Projections | MYT Order |  | Revised Projections
|  |  | (a) | (b) | (c) = (b) - (a) | (d) | (e) | (f) = (e) - (d) | (j) | (k) | (l) = (k) - (j) | (m) | (n) | (o) |  | (p)
| 1 | Loan 1
| 1.1 | Opening Balance of Loan
| 1.2 | Less: Reduction of Normative Loan due to retirement or replacement of assets
| 1.3 | Addition of Loan during the year
| 1.4 | Loan Repayment during the year
| 1.5 | Closing Balance of Loan |  | 0 |  |  | 0 |  |  | 0 |  |  | 0 |  |  | 0
| 1.6 | Average Loan Balance |  | 0
| 1.7 | Applicable Interest Rate (%) |  | 0% |  |  | #DIV/0! |  |  | #DIV/0! |  |  | #DIV/0! |  |  | #DIV/0!
| 1.8 | Interest Expenses
| 2 | Loan 2
| 2.1 | Opening Balance of Loan
| 2.2 | Less: Reduction of Normative Loan due to retirement or replacement of assets
| 2.3 | Addition of Loan during the year
| 2.4 | Loan Repayment during the year
| 2.5 | Closing Balance of Loan |  | 0 |  |  | 0 |  |  | 0 |  |  | 0 |  |  | 0
| 2.6 | Average Loan Balance |  | 0
| 2.7 | Applicable Interest Rate (%) |  | 0% |  |  | #DIV/0! |  |  | #DIV/0! |  |  | #DIV/0! |  |  | #DIV/0!
| 2.8 | Interest Expenses
| 3 | Loan 3
…
…
…
| 10 | Total
| 10.1 | Opening Balance of Loan
| 10.2 | Less: Reduction of Normative Loan due to retirement or replacement of assets
| 10.3 | Addition of Loan during the year
| 10.4 | Loan Repayment during the year
| 10.5 | Closing Balance of Loan
| 10.6 | Average Loan Balance
| 10.7 | Applicable Interest Rate (%) |  | 0%
| 10.8 | Interest Expenses
| 9 | Gross Interest Expenses
| 10 | Less: Expenses Capitalised
| 11 | Net Interest Expenses
Note:
Separate detailed computations for FERV component to be submitted
Note on D25: Anil Patkare: Similar to above numbers of normative loan, for remaining years to be udpated
Note on E289: MercadosEMI: Formuka was missing
Note on E299: MercadosEMI: Formuka was missing
Note on H17: HP: Impact of UDL discharged for which Commission has approved capitalisation in Case No. 201 of 2014 but financing was allowed to be claimed on discharge of UDL…hence amt is not added in GFA and only added in Equity and loan

## F7
Maharashtra State Power Generation Company Ltd.
MYT Petition Formats for Bhusawal Units 4&5
Form 7: Base Return on Regulatory Equity
(Rs. Crore)
Sr. No. | Particulars | FY 2022-23 |  |  | FY 2023-24 |  |  | FY 2024-25
|  | MTR Order | April-March (Audited ) | True-Up requirement | MTR Order | April-March (Audited ) | True-Up requirement | MTR Order | April - March (Estimated) | Provisional True-Up requirement
|  | (a) | (b) | (c) = (b) - (a) | (d) | (e) | (f) = (e) - (d) | (g) | (h) | (i) = (h)-(g)
1 | Regulatory Equity at the beginning of the year | 1305.9795 | 1308.7745 | 2.795 | 1311.6405 | 1312.892 |  | 1314.0075 | 1325.3998 | 11.3923
2 | Capitalisation during the year $ |  |  | 0 | [5 empty] | 0
3 | Equity portion of capitalisation during the year # | 5.661 | 4.1758 | -1.4852 | 2.367 | 12.5079 |  | 144.444 | 7.3244 | -137.1196
4 | Reduction in Equity Capital on account of retirement / replacement of assets |  | 0.058373 | 0.058373 |  | 0 | 0 |  | 0 | 0
5 | Regulatory Equity at the end of the year | 1311.6405 | 1312.892 | 1.2514 | 1314.0075 | 1325.3998 | 11.3923 | 1458.4515 | 1332.7243 | -125.7272
Return on Equity Computation
6 | Base Rate of Return on Equity | 14% | 14% | 0% | 14% | 14% | 0% | 14% | 14% | 0%
7 | Pretax Return on Equity after considering effective Tax rate $$ | 14% | 14% | 0% | 14% | 14% | 0% | 14% | 14% | 0%
8 | Return on Regulatory Equity at the beginning of the year | 182.8371 | 183.2284 | 0.3913 | 183.6297 | 183.8049 | 0.1752 | 183.9611 | 185.556 | 1.5949
9 | Return on Regulatory Equity addition during the year | 0.39627 | 0.28822 | -0.10805 | 0.16569 | 0.87555 | 0.70986 | 10.1111 | 0.51271 | -9.5984
10 | Total Return on Equity | 183.2334 | 183.5167 | 0.28325 | 183.7954 | 184.6804 | 0.88506 | 194.0721 | 186.0687 | -8.0034
Tax Rate
Additional Return on Equity
Sr. No. | Particulars | Unit | FY 2022-23 | FY 2023-24
|  |  | April-March (Audited ) | April-March (Audited )
1 | Incremental Ramp rate over and above 1% per minute# | %
2 | Additional Rate of Return on Equity for incremental ramp rate (a) | % | 0% | 0%
3 | Mean Time Between Failures (MTBF) during the year$ | no. of days
4 | Additional Rate of Return on Equity on account of MTBF (b) | % | 0% | 0%
5 | Total Additional Rate of Return on Equity (c) = (a) + (b) | % | 0% | 0%
Additional Return on Equity Computation
6 | Return on Regulatory Equity at the beginning of the year | Rs. Crore | 0 | 0
7 | Return on Regulatory Equity addition during the year | Rs. Crore | 0 | 0
8 | Total Additional Return on Equity |  | 0 | 0
Sr. No. | Particulars | Ensuing Years |  |  |  |  | Remarks
|  | FY 2025-26 | FY 2026-27 | FY 2027-28 | FY 2028-29 | FY 2029-30
|  | Projected | Projected | Projected | Projected | Projected
1 | Regulatory Equity at the beginning of the year | 1332.7243 | 1350.3973 | 1433.567 | 1470.1544 | 1521.5544
2 | Capitalisation during the year $
3 | Equity portion of capitalisation during the year # | 17.673 | 83.1697 | 36.5874 | 51.4 | 43.5
4 | Reduction in Equity Capital on account of retirement / replacement of assets | 0 | 0 | 0 | 0 | 0
5 | Regulatory Equity at the end of the year | 1350.3973 | 1433.567 | 1470.1544 | 1521.5544 | 1565.0544
Return on Equity Computation
6 | Base Rate of Return on Equity | 14% | 14% | 14% | 14% | 14%
7 | Pretax Return on Equity after considering effective Tax rate $$ | 15.5% | 15.5% | 15.5% | 15.5% | 15.5%
8 | Return on Regulatory Equity at the beginning of the year | 206.5723 | 209.3116 | 222.2029 | 227.8739 | 235.8409
9 | Return on Regulatory Equity addition during the year | 1.3697 | 6.4457 | 2.8355 | 3.9835 | 3.3712
10 | Total Return on Equity | 207.9419 | 215.7572 | 225.0384 | 231.8574 | 239.2122
Note on E14: MercadosEMI: value diff from true up sheet
Note on H12: HP: Impact of UDL discharged for which Commission has approved capitalisation in Case No. 201 of 2014 but financing was allowed to be claimed on discharge of UDL…hence amt is not added in GFA and only added in Equity and loan

## F8
Maharashtra State Power Generation Company Ltd.
MYT Petition Formats for Bhusawal Units 4&5
Form 8: Sales Forecast
Year: FY 2022-23
Audited | [12 empty] | (MU)
Customer | Apr | May | Jun | Jul | Aug | Sep | Oct | Nov | Dec | Jan | Feb | Mar | Total
MSEDCL | 512.485 | 495.8257 | 534.5169 | 432.7707 | 295.1281 | 323.8983 | 455.7318 | 504.7865 | 604.9754 | 502.6589 | 554.3898 | 581.3858 | 5798.5529
0
Total | 512.485 | 495.8257 | 534.5169 | 432.7707 | 295.1281 | 323.8983 | 455.7318 | 504.7865 | 604.9754 | 502.6589 | 554.3898 | 581.3858 | 5798.5529
Year: FY 2023-24
Audited | [12 empty] | (MU)
Customer | Apr | May | Jun | Jul | Aug | Sep | Oct | Nov | Dec | Jan | Feb | Mar | Total
MSEDCL | 565.9088 | 507.4535 | 583.5481 | 543.7879 | 514.3274 | 465.4548 | 485.4877 | 492.5192 | 488.4543 | 565.6877 | 447.8173 | 458.8537 | 6119.3005
0
Total | 565.9088 | 507.4535 | 583.5481 | 543.7879 | 514.3274 | 465.4548 | 485.4877 | 492.5192 | 488.4543 | 565.6877 | 447.8173 | 458.8537 | 6119.3005
Year: FY 2024-25
Estimated | [12 empty] | (MU)
Customer | Apr: Actuals; Dec: Estimated | Total
| Apr | May | Jun | Jul | Aug | Sep | Oct | Nov | Dec | Jan | Feb | Mar
MSEDCL | 504.4066 | 521.2202 | 504.4066 | 521.2202 | 521.2202 | 504.4066 | 586.6331 | 567.7095 | 586.6331 | 586.6331 | 529.8622 | 586.6331 | 6520.9845
0
Total | 504.4066 | 521.2202 | 504.4066 | 521.2202 | 521.2202 | 504.4066 | 586.6331 | 567.7095 | 586.6331 | 586.6331 | 529.8622 | 586.6331 | 6520.9845
Ensuing Year FY 2025-26
Revised Projected | [12 empty] | (MU)
Customer | Apr | May | Jun | Jul | Aug | Sep | Oct | Nov | Dec | Jan | Feb | Mar | Total
MSEDCL | 575.2471 | 594.422 | 575.2471 | 594.422 | 594.422 | 575.2471 | 594.422 | 575.2471 | 594.422 | 594.422 | 536.8973 | 594.422 | 6998.8398
0
Total | 575.2471 | 594.422 | 575.2471 | 594.422 | 594.422 | 575.2471 | 594.422 | 575.2471 | 594.422 | 594.422 | 536.8973 | 594.422 | 6998.8398
Ensuing Year FY 2026-27
Revised Projected | [12 empty] | (MU)
Customer | Apr | May | Jun | Jul | Aug | Sep | Oct | Nov | Dec | Jan | Feb | Mar | Total
MSEDCL | 575.2581 | 594.4334 | 575.2581 | 594.4334 | 594.4334 | 575.2581 | 594.4334 | 575.2581 | 594.4334 | 594.4334 | 536.9076 | 594.4334 | 6998.9739
0
Total | 575.2581 | 594.4334 | 575.2581 | 594.4334 | 594.4334 | 575.2581 | 594.4334 | 575.2581 | 594.4334 | 594.4334 | 536.9076 | 594.4334 | 6998.9739
Ensuing Year FY 2027-28
Revised Projected | [12 empty] | (MU)
Customer | Apr | May | Jun | Jul | Aug | Sep | Oct | Nov | Dec | Jan | Feb | Mar | Total
MSEDCL | 566.3627 | 585.2415 | 566.3627 | 585.2415 | 585.2415 | 566.3627 | 585.2415 | 566.3627 | 585.2415 | 585.2415 | 547.484 | 585.2415 | 6909.6253
0
Total | 566.3627 | 585.2415 | 566.3627 | 585.2415 | 585.2415 | 566.3627 | 585.2415 | 566.3627 | 585.2415 | 585.2415 | 547.484 | 585.2415 | 6909.6253
Ensuing Year FY 2028-29
Revised Projected | [12 empty] | (MU)
Customer | Apr | May | Jun | Jul | Aug | Sep | Oct | Nov | Dec | Jan | Feb | Mar | Total
MSEDCL | 567.9243 | 586.8551 | 567.9243 | 586.8551 | 586.8551 | 567.9243 | 586.8551 | 567.9243 | 586.8551 | 586.8551 | 530.0627 | 586.8551 | 6909.7458
0
Total | 567.9243 | 586.8551 | 567.9243 | 586.8551 | 586.8551 | 567.9243 | 586.8551 | 567.9243 | 586.8551 | 586.8551 | 530.0627 | 586.8551 | 6909.7458
Ensuing Year FY 2029-30
Revised Projected | [12 empty] | (MU)
Customer | Apr | May | Jun | Jul | Aug | Sep | Oct | Nov | Dec | Jan | Feb | Mar | Total
MSEDCL | 567.9243 | 586.8551 | 567.9243 | 586.8551 | 586.8551 | 567.9243 | 586.8551 | 567.9243 | 586.8551 | 586.8551 | 530.0627 | 586.8551 | 6909.7458
0
Total | 567.9243 | 586.8551 | 567.9243 | 586.8551 | 586.8551 | 567.9243 | 586.8551 | 567.9243 | 586.8551 | 586.8551 | 530.0627 | 586.8551 | 6909.7458

## F9
Maharashtra State Power Generation Company Ltd.
MYT Petition Formats for Bhusawal Units 4&5
Form 9: Revenue from Sale of Electricity
FY 2022-23
Audited | [11 empty] | (Rs. Crore)
Customer | Components of tariff |  |  |  | Relevant sales & load/demand data for revenue calculation |  |  | Full year revenue (Rs. Crore)
| Fixed / Capacity Charges (Rs. Crore / year) | Energy Charges (Rs./kWh) | Any Other Charges (specify part name and unit) | Fuel surcharge per unit, if any (Rs./kWh) | Sales in MU | Share of Capacity (MW/%) | Item 3 (specify) | Revenue from Fixed / Capacity Charges | Revenue from Energy Charges | Revenue from Any Other Charge (specify part name) | Revenue from Fuel Surcharge | Total
MSEDCL | 966.8483 | 3.436 | 0 | 0.45868 | 5798.5529 |  |  | 966.8483 | 1992.3828 | 0 | 265.9659 | 3225.197
Total |  |  |  |  | 5798.5529 |  |  | 966.8483 | 1992.3828 | 0 | 265.9659 | 3225.197
FY 2023-24
Audited | [11 empty] | (Rs. Crore)
Customer | Components of tariff |  |  |  | Relevant sales & load/demand data for revenue calculation |  |  | Full year revenue (Rs. Crore)
| Fixed / Capacity Charges (Rs. Crore / year) | Energy Charges (Rs./kWh) | Any Other Charges (specify part name and unit) | Fuel surcharge per unit, if any (Rs./kWh) | Sales in MU | Share of Capacity (MW/%) | Item 3 (specify) | Revenue from Fixed / Capacity Charges | Revenue from Energy Charges | Revenue from Any Other Charge (specify part name) | Revenue from Fuel Surcharge | Total
MSEDCL | 983.3469 | 3.71 | 0 | 0.041509 | 6119.3005 |  |  | 983.3469 | 2270.2605 | 0.013125 | 25.4009 | 3279.0214
Total |  |  |  |  | 6119.3005 |  |  | 983.3469 | 2270.2605 | 0.013125 | 25.4009 | 3279.0214
Year: FY 2024-25
Estimated | [11 empty] | (Rs. Crore)
Customer | Components of tariff |  |  |  | Relevant sales & load/demand data for revenue calculation |  |  | Full year revenue (Rs. Crore)
| Fixed / Capacity Charges (Rs. Crore / year) | Energy Charges (Rs./kWh) | Any Other Charges (specify part name and unit) | Fuel surcharge per unit, if any (Rs./kWh) | Sales in MU | Share of Capacity (MW/%) | Item 3 (specify) | Revenue from Fixed / Capacity Charges | Revenue from Energy Charges | Revenue from Any Other Charge (specify part name) | Revenue from Fuel Surcharge | Total
MSEDCL - H1 | 466.3075 | 3.2697 |  | 0.3806 | 3076.8805 |  |  | 466.3075 | 1006.0526 |  | 117.1068 | 1589.4669
MSEDCL - H2 | 513.1275 | 3.7461 |  |  | 3444.104 |  |  | 513.1275 | 1290.2006 |  |  | 1803.3282
Total | 979.435 |  |  |  | 6520.9845 |  |  | 979.435 | 2296.2532 | 0 | 117.1068 | 3392.795
-177.683
ś

## F9.1
Maharashtra State Power Generation Company Ltd.
MYT Petition Formats for Bhusawal Units 4&5
Form 9.1: Reconciliation of Revenue claimed for true up and as per the Audited Accounts
Year: | FY 2022-23
S. No. | Particulars | Units | Apr | May | Jun | Jul | Aug | Sep | Oct | Nov | Dec | Jan | Feb | Mar | Total
1 | Normative Availability (%) | % | 85% | 85% | 85% | 85% | 85% | 85% | 85% | 85% | 85% | 85% | 85% | 85% | 85%
2 | Availability during the month (%) | %
3 | Cumulative Availability (%) | %
4 | Target PLF for Incentive | % | 85% | 85% | 85% | 85% | 85% | 85% | 85% | 85% | 85% | 85% | 85% | 85% | 85%
5 | Actual PLF during the month (%) | %
7 | Cumulative PLF (%) | %
8 | Gross Generation (MU) | MU | 545.845 | 530.698 | 571.831 | 465.321 | 315.226 | 342.884 | 475.385 | 525.365 | 632.93 | 528.755 | 576.81 | 608.44 | 6119.49
9 | Auxiliary Consumption (MU) | MU | 33.2398 | 35.2068 | 33.9247 | 32.176 | 23.812 | 27.112 | 32.4188 | 33.2233 | 35.3571 | 32.7433 | 33.854 | 36.1607 | 389.2285
10 | Net Generation (MU) | MU | 512.485 | 495.8257 | 534.5169 | 432.7707 | 295.1281 | 323.8983 | 455.7318 | 504.7865 | 604.9754 | 502.6589 | 554.3898 | 581.3858 | 5798.5529
11 | Generation above target PLF (MU) | MU | [12 empty] | 0
12 | Variable Charges Per Unit | Rs./kWh | 3.436 | 3.436 | 3.436 | 3.436 | 3.436 | 3.436 | 3.436 | 3.436 | 3.436 | 3.436 | 3.436 | 3.436 | 3.436
13 | Approved Fixed Charges | Rs. Crore | 89.5428 | 89.5428 | 89.5428 | 89.5428 | 89.5428 | 89.5428 | 89.5428 | 89.5428 | 89.5428 | 89.5428 | 89.5428 | 89.5428 | 1074.5137
14 | Fuel Surcharge Adjustment | Rs./kWh | -0.41 | -0.432 | 0.358 | 0.688 | 0.925 | 0.854 | 0.818 | 0.708 | 0.735 | 0.703 | 0.832 | 0.096 | 0.45868
15 | Fixed Charges During Month | Rs. Crore | 79.9854 | 76.2529 | 85.9388 | 70.2086 | 48.6096 | 54.8986 | 79.5825 | 84.9313 | 101.2504 | 88.2304 | 95.9283 | 101.0315 | 966.8483
16 | Variable Charges Amount | Rs. Crore | 176.0899 | 170.3657 | 183.66 | 148.7 | 101.406 | 111.2915 | 156.5894 | 173.4446 | 207.8696 | 172.7136 | 190.4883 | 199.7642 | 1992.3828
17 | Amount of Fuel Surcharge Adjustment | Rs. Crore | -21.0119 | -21.4197 | 19.1357 | 29.7746 | 27.2993 | 27.6609 | 37.2789 | 35.7389 | 44.4657 | 35.3369 | 46.1252 | 5.5813 | 265.9659
18 | Incentive Amount | Rs. Crore | [12 empty] | 0
19 | Variable Charges Amount (Mine Specific) | Rs. Crore | [12 empty] | 0
20 | Supplementary bill | Rs. Crore | [12 empty] | 0
21 | Revenue from sale of power | Rs. Crore | 235.0633 | 225.1989 | 288.7345 | 248.6832 | 177.315 | 193.851 | 273.4508 | 294.1149 | 353.5857 | 296.2809 | 332.5418 | 306.377 | 3225.197
22 | Other recoveries/adjustments | [13 empty] | 0
| ……… | Rs. Crore | [12 empty] | 0
23 | Total Revenue | Rs. Crore | 235.0633 | 225.1989 | 288.7345 | 248.6832 | 177.315 | 193.851 | 273.4508 | 294.1149 | 353.5857 | 296.2809 | 332.5418 | 306.377 | 3225.197 | 0
24 | Total Revenue as per Audited Accounts | Rs. Crore | 235.0633 | 225.1989 | 288.7345 | 248.6832 | 177.315 | 193.851 | 273.4508 | 294.1149 | 353.5857 | 296.2809 | 332.5418 | 306.377 | 3225.197
Year: | FY 2023-24
S. No. | Particulars | Units | Apr | May | Jun | Jul | Aug | Sep | Oct | Nov | Dec | Jan | Feb | Mar | Total
1 | Normative Availability (%) | % | 85% | 85% | 85% | 85% | 85% | 85% | 85% | 85% | 85% | 85% | 85% | 85% | 85%
2 | Availability during the month (%) | %
3 | Cumulative Availability (%) | %
4 | Target PLF for Incentive | % | 85% | 85% | 85% | 85% | 85% | 85% | 85% | 85% | 85% | 85% | 85% | 85% | 85%
5 | Actual PLF during the month (%) | %
7 | Cumulative PLF (%) | %
8 | Gross Generation (MU) | MU | 591.79 | 542.92 | 624.69 | 582.65 | 549.46 | 507.87 | 524.61 | 529.47 | 527.34 | 603.23 | 482.33 | 492.85 | 6559.21
9 | Auxiliary Consumption (MU) | MU | 37.92 | 37.97 | 40.75 | 38.39 | 35.98 | 37.54 | 37.54 | 36.86 | 35.48 | 36.87 | 39.96 | 33.5 | 448.76
10 | Net Generation (MU) | MU | 565.9088 | 507.4535 | 583.5481 | 543.7879 | 514.3274 | 465.4548 | 485.4877 | 492.5192 | 488.4543 | 565.6877 | 447.8173 | 458.8537 | 6119.3005
11 | Generation above target PLF (MU) | MU | [12 empty] | 0
12 | Variable Charges Per Unit | Rs./kWh | 3.71 | 3.71 | 3.71 | 3.71 | 3.71 | 3.71 | 3.71 | 3.71 | 3.71 | 3.71 | 3.71 | 3.71 | 3.71
13 | Approved Fixed Charges | Rs. Crore | 0 | 0 | 0 | 0 | 0 | 0 | 0 | 0 | 0 | 0 | 0 | 0
14 | Fuel Surcharge Adjustment | Rs./kWh | -0.555 | -0.526 | -0.523 | -0.341 | 0.224 | 0.421 | 0.495 | 0.511 | 0.232 | 0.278 | 0.251 | 0.304 | 0.041509
15 | Fixed Charges During Month | Rs. Crore | 85.88 | 74.7753 | 86.0488 | 86.0488 | 77.9628 | 74.0586 | 72.3481 | 80.3228 | 93.3615 | 96.7958 | 79.141 | 76.6035 | 983.3469
16 | Variable Charges Amount | Rs. Crore | 209.9522 | 188.2652 | 216.4964 | 201.7453 | 190.8155 | 172.6837 | 180.1159 | 182.7246 | 181.2166 | 209.8702 | 166.1402 | 170.2347 | 2270.2605
17 | Amount of Fuel Surcharge Adjustment | Rs. Crore | -31.4079 | -26.6921 | -30.5196 | -18.5432 | 11.5209 | 19.5956 | 24.0316 | 25.1677 | 11.3321 | 15.7261 | 11.2402 | 13.9492 | 25.4009
18 | Incentive Amount | Rs. Crore
19 | Variable Charges Amount (Mine Specific) | Rs. Crore
20 | Supplementary bill | Rs. Crore | 0.0010937 | 0.0010937 | 0.0010937 | 0.0010937 | 0.0010937 | 0.0010937 | 0.0010937 | 0.0010937 | 0.0010937 | 0.0010937 | 0.0010937 | 0.0010937 | 0.013125
21 | Revenue from sale of power | Rs. Crore | 264.4254 | 236.3496 | 272.0267 | 269.252 | 280.3003 | 266.3391 | 276.4967 | 288.2163 | 285.9113 | 322.3931 | 256.5225 | 260.7885 | 3279.0214
22 | Other recoveries/adjustments
| ……… | Rs. Crore | [12 empty] | 0
23 | Total Revenue | Rs. Crore | 264.4254 | 236.3496 | 272.0267 | 269.252 | 280.3003 | 266.3391 | 276.4967 | 288.2163 | 285.9113 | 322.3931 | 256.5225 | 260.7885 | 3279.0214
24 | Total Revenue as per Audited Accounts | Rs. Crore | 264.4254 | 236.3496 | 272.0267 | 269.252 | 280.3003 | 266.3391 | 276.4967 | 288.2163 | 285.9113 | 322.3931 | 256.5225 | 260.7885 | 3279.0214 | 0

## F9.2
Maharashtra State Power Generation Company Ltd.
MYT Petition Formats for Bhusawal Units 4&5
Form 9.2: Expected Revenue at Existing Tariff
FY 2025-26 Projection
(Rs. Crore)
Customer | Components of tariff |  |  |  | Relevant sales & load/demand data for revenue calculation |  |  | Full year revenue (Rs. Crore)
| Fixed / Capacity Charges (Rs. Crore / year) | Energy Charges (Rs./kWh) | Any Other Charges (specify part name and unit) | Fuel surcharge per unit, if any (Rs./kWh) | Sales in MU | Share of Capacity (MW/%) | Item 3 (specify) | Revenue from Fixed / Capacity Charges | Revenue from Energy Charges | Revenue from Any Other Charge (specify part name) | Revenue from Fuel Surcharge | Total
MSEDCL | 1111.9306 | 4.3876 |  |  | 6998.8398 | 100% |  | 1111.9306 | 3070.8332 |  |  | 4182.7639
0
Total |  |  |  |  | 6998.8398 |  |  | 1111.9306 | 3070.8332 | 0 | 0 | 4182.7639
FY 2026-27 Projection
(Rs. Crore)
Customer | Components of tariff |  |  |  | Relevant sales & load/demand data for revenue calculation |  |  | Full year revenue (Rs. Crore)
| Fixed / Capacity Charges (Rs. Crore / year) | Energy Charges (Rs./kWh) | Any Other Charges (specify part name and unit) | Fuel surcharge per unit, if any (Rs./kWh) | Sales in MU | Share of Capacity (MW/%) | Item 3 (specify) | Revenue from Fixed / Capacity Charges | Revenue from Energy Charges | Revenue from Any Other Charge (specify part name) | Revenue from Fuel Surcharge | Total
MSEDCL | 944.9738 | 4.607 |  |  | 6998.9739 | 100% |  | 944.9738 | 3224.434 |  |  | 4169.4078
0
Total |  |  |  |  | 6998.9739 |  |  | 944.9738 | 3224.434 | 0 | 0 | 4169.4078
FY 2027-28 Projection
(Rs. Crore)
Customer | Components of tariff |  |  |  | Relevant sales & load/demand data for revenue calculation |  |  | Full year revenue (Rs. Crore)
| Fixed / Capacity Charges (Rs. Crore / year) | Energy Charges (Rs./kWh) | Any Other Charges (specify part name and unit) | Fuel surcharge per unit, if any (Rs./kWh) | Sales in MU | Share of Capacity (MW/%) | Item 3 (specify) | Revenue from Fixed / Capacity Charges | Revenue from Energy Charges | Revenue from Any Other Charge (specify part name) | Revenue from Fuel Surcharge | Total
MSEDCL | 1398.2655 | 4.8999 |  |  | 6909.6253 | 100% |  | 1398.2655 | 3385.6557 |  |  | 4783.9211
0
Total |  |  |  |  | 6909.6253 |  |  | 1398.2655 | 3385.6557 | 0 | 0 | 4783.9211
FY 2028-29 Projection
(Rs. Crore)
Customer | Components of tariff |  |  |  | Relevant sales & load/demand data for revenue calculation |  |  | Full year revenue (Rs. Crore)
| Fixed / Capacity Charges (Rs. Crore / year) | Energy Charges (Rs./kWh) | Any Other Charges (specify part name and unit) | Fuel surcharge per unit, if any (Rs./kWh) | Sales in MU | Share of Capacity (MW/%) | Item 3 (specify) | Revenue from Fixed / Capacity Charges | Revenue from Energy Charges | Revenue from Any Other Charge (specify part name) | Revenue from Fuel Surcharge | Total
MSEDCL | 1443.5567 | 5.1449 |  |  | 6909.7458 | 100% |  | 1443.5567 | 3554.9977 |  |  | 4998.5544
0
Total |  |  |  |  | 6909.7458 |  |  | 1443.5567 | 3554.9977 | 0 | 0 | 4998.5544
FY 2029-30 Projection
(Rs. Crore)
Customer | Components of tariff |  |  |  | Relevant sales & load/demand data for revenue calculation |  |  | Full year revenue (Rs. Crore)
| Fixed / Capacity Charges (Rs. Crore / year) | Energy Charges (Rs./kWh) | Any Other Charges (specify part name and unit) | Fuel surcharge per unit, if any (Rs./kWh) | Sales in MU | Share of Capacity (MW/%) | Item 3 (specify) | Revenue from Fixed / Capacity Charges | Revenue from Energy Charges | Revenue from Any Other Charge (specify part name) | Revenue from Fuel Surcharge | Total
MSEDCL | 1486.4784 | 5.4021 |  |  | 6909.7458 | 100% |  | 1486.4784 | 3732.7476 |  |  | 5219.226
0
Total |  |  |  |  | 6909.7458 |  |  | 1486.4784 | 3732.7476 | 0 | 0 | 5219.226

## F9.3
Maharashtra State Power Generation Company Ltd.
MYT Petition Formats for Bhusawal Units 4&5
Form 9.3: Expected Revenue at Proposed Tariff
FY 2025-26
(Rs. Crore)
Customer | Components of tariff |  |  |  | Relevant sales & load/demand data for revenue calculation |  |  | Full year revenue (Rs. Crore)
| Fixed / Capacity Charges (Rs. Crore / year) | Energy Charges (Rs./kWh) | Any Other Charges (specify part name and unit) | Fuel surcharge per unit, if any (Rs./kWh) | Sales in MU | Share of Capacity (MW/%) | Item 3 (specify) | Revenue from Fixed / Capacity Charges | Revenue from Energy Charges | Revenue from Any Other Charge (specify part name) | Revenue from Fuel Surcharge | Total
MSEDCL | 1111.9306 | 4.3876 | 0 | 0 | 6998.8398 | 1 | 0 | 1111.9306 | 3070.8332 | 0 | 0 | 4182.7639
Total |  |  |  |  | 6998.8398 |  |  | 1111.9306 | 3070.8332 | 0 | 0 | 4182.7639
FY 2026-27
(Rs. Crore)
Customer | Components of tariff |  |  |  | Relevant sales & load/demand data for revenue calculation |  |  | Full year revenue (Rs. Crore)
| Fixed / Capacity Charges (Rs. Crore / year) | Energy Charges (Rs./kWh) | Any Other Charges (specify part name and unit) | Fuel surcharge per unit, if any (Rs./kWh) | Sales in MU | Share of Capacity (MW/%) | Item 3 (specify) | Revenue from Fixed / Capacity Charges | Revenue from Energy Charges | Revenue from Any Other Charge (specify part name) | Revenue from Fuel Surcharge | Total
MSEDCL | 944.9738 | 4.607 | 0 | 0 | 6998.9739 | 100% | 0 | 944.9738 | 3224.434 | 0 | 0 | 4169.4078
Total |  |  |  |  | 6998.9739 |  |  | 944.9738 | 3224.434 | 0 | 0 | 4169.4078
FY 2027-28
(Rs. Crore)
Customer | Components of tariff |  |  |  | Relevant sales & load/demand data for revenue calculation |  |  | Full year revenue (Rs. Crore)
| Fixed / Capacity Charges (Rs. Crore / year) | Energy Charges (Rs./kWh) | Any Other Charges (specify part name and unit) | Fuel surcharge per unit, if any (Rs./kWh) | Sales in MU | Share of Capacity (MW/%) | Item 3 (specify) | Revenue from Fixed / Capacity Charges | Revenue from Energy Charges | Revenue from Any Other Charge (specify part name) | Revenue from Fuel Surcharge | Total
MSEDCL | 1398.2655 | 4.8999 | 0 | 0 | 6909.6253 | 100% | 0 | 1398.2655 | 3385.6557 | 0 | 0 | 4783.9211
Total |  |  |  |  | 6909.6253 |  |  | 1398.2655 | 3385.6557 | 0 | 0 | 4783.9211
FY 2028-29
(Rs. Crore)
Customer | Components of tariff |  |  |  | Relevant sales & load/demand data for revenue calculation |  |  | Full year revenue (Rs. Crore)
| Fixed / Capacity Charges (Rs. Crore / year) | Energy Charges (Rs./kWh) | Any Other Charges (specify part name and unit) | Fuel surcharge per unit, if any (Rs./kWh) | Sales in MU | Share of Capacity (MW/%) | Item 3 (specify) | Revenue from Fixed / Capacity Charges | Revenue from Energy Charges | Revenue from Any Other Charge (specify part name) | Revenue from Fuel Surcharge | Total
MSEDCL | 1443.5567 | 5.1449 | 0 | 0 | 6909.7458 | 100% | 0 | 1443.5567 | 3554.9977 | 0 | 0 | 4998.5544
Total |  |  |  |  | 6909.7458 |  |  | 1443.5567 | 3554.9977 | 0 | 0 | 4998.5544
FY 2029-30
(Rs. Crore)
Customer | Components of tariff |  |  |  | Relevant sales & load/demand data for revenue calculation |  |  | Full year revenue (Rs. Crore)
| Fixed / Capacity Charges (Rs. Crore / year) | Energy Charges (Rs./kWh) | Any Other Charges (specify part name and unit) | Fuel surcharge per unit, if any (Rs./kWh) | Sales in MU | Share of Capacity (MW/%) | Item 3 (specify) | Revenue from Fixed / Capacity Charges | Revenue from Energy Charges | Revenue from Any Other Charge (specify part name) | Revenue from Fuel Surcharge | Total
MSEDCL | 1486.4784 | 5.4021 | 0 | 0 | 6909.7458 | 100% | 0 | 1486.4784 | 3732.7476 | 0 | 0 | 5219.226
Total |  |  |  |  | 6909.7458 |  |  | 1486.4784 | 3732.7476 | 0 | 0 | 5219.226

## F10
Maharashtra State Power Generation Company Ltd.
MYT Petition Formats for Bhusawal Units 4&5
Form 10: Other Expenses
(Rs. Crore)
Sr. No. | Particulars | FY 2022-23 |  |  | FY 2023-24 |  |  | FY 2024-25 |  |  |  |  | Ensuing Years |  |  |  |  | Remarks
|  | MTR Order | April-March (Audited ) | True-Up requirement | MTR Order | April-March (Audited ) | True-Up requirement | MTR Order | Apr-Sep (Actual) | Oct-Mar (Estimated) | April - March (Estimated) | Provisional True-Up requirement | FY 2025-26 | FY 2026-27 | FY 2027-28 | FY 2028-29 | FY 2029-30
|  | (a) | (b) | (c) = (b) - (a) | (d) | (e) | (f) = (e) - (d) | (g) | (h) | (i) | (j) = (h)+(i) | (k) = (i) - (g) | Projected | Projected | Projected | Projected | Projected
1 | Commission to agents |  | 0 | 0 |  | 0 | 0 |  | 0 | 0 | 0 | 0
2 | Consumption Lubricants & consumables |  | 0 | 0 |  | 0.12409 | 0.12409 |  | 0.033149 | 0.033149 | 0.066299 | 0.066299
3 | Consumption Lubricants & consumables-Fi |  | 0 | 0 |  | 0 | 0 |  | 0 | 0 | 0 | 0
4 | Coal handling contract charges |  | 12.5076 |  |  | 17.411 |  |  | 6.8662 | 6.8662 | 13.7325 | 13.7325
5 | Demurrage on coal wagons |  | 0 |  |  | 0 |  |  | 0 | 0 | 0 | 0
6 | Siding charges |  | 0 |  |  | 0 |  |  | 0 | 0
7 | Payments to railway staff |  | 0 |  |  | 0 |  |  | 0 | 0
8 | Payments to railway staff-Fixed |  | 1.7062 |  |  | 1.3318 |  |  | 0 | 0 | 0 | 0
9 | Con-Other coal related costs |  | 0 |  |  | 0 |  |  | 0.0014986 | 0.0014986 | 0.0029973 | 0.0029973
10 | Other coal related costs |  | 18.0706 |  |  | 20.0518 |  |  | 8.3916 | 8.3916 | 16.7832 | 16.7832
11 | Commission to agents-Fixed |  | 0 | 0 |  | 0 | 0 |  | 0 | 0 | 0 | 0
12 | Consumption High Speed Diesel Oil |  | 0 | 0 |  | 0 | 0 |  | 0 | 0 | 0 | 0
13 | Consumption of Oil ( Other ) |  | 0.00012898 | 0.00012898 |  | 0 | 0 |  | 0 | 0 | 0 | 0
14 | Oil handling contract charges |  | 0 |  |  | 0 |  |  | 0 | 0
15 | Demurrage on oil receipts |  | 0 |  |  | 0 |  |  | 0 | 0
16 | Price variation 71 Group |  | 2.8355 | 2.8355 |  | 0.88836 | 0.88836 |  | 0.27379 | 0.27379 | 0.54758 | 0.54758
| TOTAL | 31.4548 | 35.12 | 2.8356 | 31.4548 | 39.807 | 1.0124 | 31.4548 | 15.5662 | 15.5662 | 31.1325 | 31.1325 | 39.807 | 39.807 | 39.807 | 39.807 | 39.807
Note:

## F11
Maharashtra State Power Generation Company Ltd.
MYT Petition Formats for Bhusawal Units 4&5
Form 11: Non-Tariff Income
(Rs. Crore)
Sr. No. | Particulars | FY 2022-23 |  |  | FY 2023-24 |  |  | FY 2024-25 |  |  |  |  | Ensuing Years |  |  |  |  | Remarks
|  | MTR Order | April-March (Audited ) | True-Up requirement | MTR Order | April-March (Audited ) | True-Up requirement | MTR Order | Apr-Sep (Actual) | Oct-Mar (Estimated) | April - March (Estimated) | Provisional True-Up requirement | FY 2025-26 | FY 2026-27 | FY 2027-28 | FY 2028-29 | FY 2029-30
|  | (a) | (b) | (c) = (b) - (a) | (d) | (e) | (f) = (e) - (d) | (g) | (h) | (i) | (j) = (h)+(i) | (k) = (j) - (g) | Projected | Projected | Projected | Projected | Projected
1 | Income from Rents of land or buildings | [9 empty] | 0
2 | Income from Sale of Scrap |  | 2.7604 |  |  | 0.043302 |  |  | 0.021651 | 0.021651 | 0.043302
3 | Income from investments | [9 empty] | 0
4 | Income from sale of ash/rejected coal | [9 empty] | 0
5 | Interest income on advances to suppliers/contractors | [9 empty] | 0
6 | Net Income from supply of electricity by the Generation Company to the housing colonies of its operating staff and supply of electricity by the Generating Company for construction works at generating Station, after adjusting the expenses incurred for supply of such electricity |  | 1.9987 |  |  | 2.2386 |  |  | 1.1193 | 1.1193 | 2.2386
7 | Rental from contractors & staff Quarters |  | 0.51875 |  |  | 0.46839 |  |  | 0.23419 | 0.23419 | 0.46839
8 | Income from hire charges from contractors and others | [9 empty] | 0
9 | Income from advertisements, etc. | [9 empty] | 0
10 | Income from sale of tender documents | [9 empty] | 0
11 | Income of LD recovery |  | 0 |  |  | 0 |  |  | 0 | 0 | 0
12 | Income on Energy saving certificate tra | [9 empty] | 0
13 | Other Misc Income (Delayed payment charges, Interest on advances to suppliers, Land charges fm Contractors & others, Sale of Tender forms, Registration fees, Ground rent on material lying in stores, Recruitment- exam fees, Income from Services, Miscellaneous receipts) |  | 0.44197 |  |  | 0.63284 |  |  | 0.31642 | 0.31642 | 0.63284
14 | HO/SE Coal/WM |  | 0.69076 |  |  | 0.7029 |  |  | 0.35145 | 0.35145 | 0.7029
15 | Gain/Loss on sale of Fixed Assets |  | 0.059023 |  |  | 0 |  |  | 0 | 0 | 0
16 | Profit / Loss on Exchange variance |  | 0 |  |  | -0.15051 |  |  | -0.075257 | -0.075257 | -0.15051
17 | Total | 18.9962 | 6.4696 | -12.5266 | 7.7822 | 3.9355 | -3.8467 | 7.7822 | 1.9677 | 1.9677 | 3.9355 | -3.8467 | 3.9355 | 3.9355 | 3.9355 | 3.9355 | 3.9355
Note:

## F12
Maharashtra State Power Generation Company Ltd.
MYT Petition Formats for Bhusawal Units 4&5
Form 12 A: Income Tax Rate for Truing-up Years for Fifth Control Period
Sr. No. | Particulars | Formula | FY 2022-23 | FY 2023-24 | FY 2024-25*
1 | Total Gross Income of Regulated Entity (Rs. Crore) | (a)
2 | Actual Income Tax paid by the Entity # | (b)
3 | Income Tax Rate of the Company (%) $ | c = (b/a)
4 | Base Rate of Return on Equity (%) | (d)
5 | Additional Rate of Return on Equity (%) | (e )
6 | Total Rate of Return on Equity (%) | (f)= (d)+(e)
7 | Rate of Pre Tax Return on Equity (%) | g = f /(1-c)
Note: # Actual tax paid on income from any other regulated or unregulated Business or Other Business shall be excluded for the calculation of Income Tax rate. Income tax paid on incentive, efficiency gains, Delayed Payment Charges, Interest on Delayed Payment, Income from Other Business, Income from any other source not considered in ARR is to be excluded from actual Income Tax paid, and shown separately
$ In case Entity is paying Minimum Alternate Tax (MAT), the Income Tax rate shall be considered as MAT rate including surcharge and cess
* The lastest available approved income tax rate shall be considered.
Form 12 (B): Computation of Income Tax Rate for Fifth Control Period
Sr. No. | Particulars | Formula | FY 2025-26 | FY 2026-27 | FY 2027-28 | FY 2028-29 | FY 2029-30
1 | Income Tax Rate of the Company (%) * | (a)
2 | Rate of Return on Equity (%) | (b)
3 | Rate of Pre Tax Return on Equity (%) | c = b /(1-a)
Note:
*The lastest available approved income tax rate shall be considered.

## F13
Maharashtra State Power Generation Company Ltd.
MYT Petition Formats for Bhusawal Units 4&5
Form 13: Truing-up Summary
FY 2022-23
(Rs. Crore)
Sr. No. | Particulars | Approved/ Revised Normative | True-Up/Actual | Deviation | Efficiency Gain | Sharing of Efficiency Gain | Reasons for Deviation | Controllable | Uncontrollable | Net Entitlement after sharing of gains/(losses)
|  | a | b | c=b-a | d=b-a
1 | Fuel Related Expenses | 2244.3776 | 2861.4377 | 617.0601 | 617.0601 | 205.6867 |  |  |  | 2450.0643
2 | Operation & Maintenance Expenses - Normative/actual | 214.8442 | 258.419 | 43.5748 | 43.5748 | 14.5249 |  |  |  | 229.3691
| Add : Pay revision | 0 | 0 | 0 | 0 |  |  |  |  | 0
| Add : water charges | 9.1935 | 9.1935 | [6 empty] | 9.1935
3 | Depreciation Expenses | 343.8808 | 343.8808 | 0 | 0 |  |  |  |  | 343.8808
4 | Interest on Long-term Loan Capital | 196.9068 | 196.9068 | 0 | 0 |  |  |  |  | 196.9068
5 | Interest on Working Capital | 81.3764 | 174.0821 | 92.7057 | 92.7057 | 30.9019 |  |  |  | 112.2783
6 | Other Expenses | 35.12 | 35.12 | 0 | 0 |  |  |  |  | 35.12
7 | Income Tax | 0 | 0 | 0 | 0 |  |  |  |  | 0
0
8 | Total Revenue Expenditure | 3125.6992 | 3879.0399 | 753.3406 | 753.3406 |  |  |  |  | 3376.8128
9 | Add: Return on Equity Capital | 183.5505 | 183.5505 | 0 | 0 |  |  |  |  | 183.5505
10 | Less: Non-Tariff Income | 6.4696 | 6.4696 | 0 | 0 |  |  |  |  | 6.4696
11 | Aggregate Revenue Requirement | 3302.7802 | 4056.1208 | 753.3406 | 753.3406 |  |  |  |  | 3553.8937 | 0
12 | AFC Reduction | 123.7185 | 106.3497 | [6 empty] | 106.3497
A | Net Revenue Requirement | [8 empty] | 3447.5441
B | Revenue
11 | Revenue from sale of electricity |  | 3225.197 | 3225.197 | 3225.197 |  |  |  |  | 3225.197
12 | Revenue loss/(gain) due to higher auxiliary consumption |  |  |  | 8.6097 | 2.8699 |  |  |  | 2.8699
13 | Revenue for True Up | [8 empty] | 3228.0669 | 0
C | Total Revenue Gap/(Surplus) | [8 empty] | 219.4771 | -9.0949e-13
-9.0949e-06
Note: Please give detailed explanation separately for the deviations on account of uncontrollable factors
FY 2023-24
(Rs. Crore)
Sr. No. | Particulars | Approved | Actual | Deviation | Efficiency Gain | Sharing of Efficiency Gain | Reasons for Deviation | Controllable | Uncontrollable | Net Entitlement after sharing of gains/(losses)
|  | a | b | c=b-a | d=b-a
1 | Fuel Related Expenses | 2353.2059 | 2580.3349 | 227.129 | 227.129 | 75.7097 |  |  |  | 2428.9156
2 | Operation & Maintenance Expenses Normative | 222.7345 | 294.2103 | 71.4758 | 71.4758 | 23.8253 |  |  |  | 246.5598
| Pay revision component | 22.8852 | 22.8852 | 0 | 0 | 0 |  |  |  | 22.8852
| Add : water charges | 20.1114 | 20.1114 | [6 empty] | 20.1114
3 | Depreciation Expenses | 344.7746 | 344.7746 | 0 | 0 |  |  |  |  | 344.7746
4 | Interest on Long-term Loan Capital | 164.1102 | 164.1102 | 0 | 0 |  |  |  |  | 164.1102
5 | Interest on Working Capital | 115.6564 | 214.7084 | 99.052 | 99.052 | 33.0173 |  |  |  | 148.6738
6 | Other Expenses | 39.807 | 39.807 | 0 | 0 |  |  |  |  | 39.807
7 | Income Tax | 0 | 0 | 0 | 0 |  |  |  |  | 0
8 | Total Revenue Expenditure | 3283.2853 | 3680.9421 | 397.6568 | 397.6568 |  |  |  |  | 3415.8376
9 | Add: Return on Equity Capital | 184.7193 | 184.7193 | 0 | 0 |  |  |  |  | 184.7193
10 | Less: Non-Tariff Income | 3.9355 | 3.9355 | 0 | 0 |  |  |  |  | 3.9355
11 | Aggregate Revenue Requirement | 3464.0692 | 3861.726 | 397.6568 | 397.6568 |  |  |  |  | 3596.6214 | 0
12 | AFC Reduction | 0 | 49.2199 | [6 empty] | 49.2199
A | Net Revenue Requirement | [8 empty] | 3547.4016
B | Revenue
11 | Revenue from sale of electricity |  | 3279.0214 | 3279.0214 | [5 empty] | 3279.0214
12 | Revenue loss/(gain) due to higher auxiliary consumption |  |  |  | 20.3392 | 6.7797 |  |  |  | 6.7797
13 | Revenue for True Up | [8 empty] | 3285.8011 | 0
C | Total Revenue Gap/(Surplus) | [8 empty] | 261.6005 | -4.5475e-13
Note: Please give detailed explanation separately for the deviations on account of uncontrollable factors
0

## F14.1
Maharashtra State Power Generation Company Ltd.
Capital Cost Approval Petition Formats - Generation
Form 14.1 - Project Schedule
Particulars | Scheduled Date of Commercial Operation | Actual Date of Commercial Operation | Reasons for Delay, if any | Liquidated Damages recoverable as per provisions of Contract*
Note: * Copies of Contract to be submitted

## F14.2
Maharashtra State Power Generation Company Ltd.
Capital Cost Approval Petition Formats - Generation
Form 14.2 - Abstract of Capital Cost
(Rs. Crore)
Particulars | Capital Cost as per Original Estimates* | Actual Capital Cost on COD (Unit-1) | Actual Capital Cost on COD (Unit-2) | … … … | Actual Capital Cost on COD of Station or all Units
Capital Cost excluding IDC & Financing Charges
Component 1
Component 2
… … …
Capital cost excluding IDC & Financing Charges
Interest During Construction (IDC) & Financing Charges (FC)
Component 1
Component 2
… … …
Total IDC & FC
Capital cost Including IDC & Financing Charges
Note: * Original Estimate of Capital Cost to be submitted for the Units for which Capital Cost approval is being sought

## F14.3
Maharashtra State Power Generation Company Ltd.
Capital Cost Approval Petition Formats - Generation
Form 14.3 - Break-up of Capital Cost
(Rs. Crore)
Sr. No. | Break Down | Break up of Capital Cost | [15 empty] | Variation | Reasons for Variation
|  | Ordering Cost |  |  |  | As on COD of Unit-Name |  |  | As on COD of Unit-Name |  |  | As on COD of Unit-… |  |  | Consolidated as on COD of Station
|  | Contractors | Foreign Currency Component (Specify Currency) | Domestic Component | Total Cost | Foreign Currency Component (Specify Currency) | Domestic Component | Total Cost | Foreign Currency Component (Specify Currency) | Domestic Component | Total Cost | … | … | … | Foreign Currency Component (Specify Currency) | Domestic Component | Total Cost
|  |  | (a) | (b) | (c) = (a) + (b) | (d) | (e) | (f) = (d) + (e) | (g) | (h) | (i) = (g) + (h) |  |  |  | (j) = (d) + (g) | (k) = (e) + (h) | (l) = (j) + (k) | (m) = (l) - (c)
1 | Cost of Land & Site Development
1.1 | Land
1.2 | Rehabilitation & Resettlement (R&R)
1.3 | Preliminary Investigation & Site development
Total Land & Site Development
2 | Plant & Equipment (BTG)
2.1 | Steam Generator Island
2.1.1 | SG & Auxiliaries
2.1.2 | ESP,ID,FD,PA Fans &Other Boiler Auxiliaries
2.1.3 | Mills
2.1.4 | SG HT Motor
2.1.5 | SG Controls
2.1.6 | Ceraline Bends
2.1.7 | HVR with EC
2.1.8 | Critical Piping
2.2 | Turbine Generator Island
2.2.1 | TG and Auxiliaries
2.2.2 | Power Cycle Pumps,LP Heaters 2& 3,Drain Cooler,HP Heaters,Deaearators
2.2.3 | TG HT Motors,ACWP Motors
2.2.4 | TG Controls
2.2.5 | RE Joints & Butterfly Valves,Misc.Tanks,Condensor& Heat Exchanger
2.2.6 | Valves
2.2.7 | Other Misc.Items
2.2.8 | CPU,DM Storage Tank,Condensate Storage Tank,Structural Steel.
2.2.9 | TG Cycle Piping & LP Piping
2.2.10 | Other
2.2.11 | Generator Transformer,Station Transformer
2.2.12 | 6.6 KV Switchgear & Relay Panels& Bus Transfer Scheme
2.2.13 | Station C&I + OCAMMS
2.2.14 | UAT,DTT
2.2.15 | SPB & IBP
2.2.16 | CW Pumps
2.2.17 | CW Pump Motor
2.3 | BOP Mechanical
2.3.1 | Water Treatment Plant
2.3.2 | Fire Protection Alarm & Detection System
2.3.3 | Fuel Oil System
2.3.4 | Coal Handling System
2.3.5 | NDCT (Elec &Mech. Supply Items)
2.3.6 | Chimney Supply Components
2.3.7 | Log Gates,Screensfor RWPH & CWPH
2.3.8 | CW Piping Material
2.3.9 | Fitting for CW System
2.3.10 | ACW Piping Material
2.3.11 | Fittings for ACW System
2.3.12 | WTP Chemicals
2.3.13 | Chlorination Plant
2.3.14 | LP Pipings & Fittings
2.3.15 | Supports for LP Piping
2.3.16 | Miscellaneous Pumps
2.3.17 | Miscellaneous Cranes & Hoists
2.3.18 | Turbine EOT Crane
2.3.19 | CHP Other Mechanical Works (DE/DS System)
2.3.20 | Ash Handling(Main Plant)
2.3.21 | HCSD Pumps
2.3.22 | Ash Disposal Piping
2.3.23 | Mill Reject Handling System
2.3.24 | Instrument/Service Air Compressors
2.3.25 | Dryers
2.3.26 | Equipment for Testing,Monitoring & Control of Pollution
2.3.27 | Gas Bottles
2.3.28 | Lab Equipments & Reagents
2.3.29 | Passenger Lifts
2.3.30 | Paints for Equipment & System
2.3.31 | Air Conditioning
2.3.32 | Ventilation
2.3.33 | Vibration Isolation Springs (TG & Auxiliary Equip)
Total BOP Mechanical
2.4 | BOP Electrical
2.4.1 | Power Transformer
2.4.2 | Service Transformer
2.4.3 | NSPBD (Bus Ducts)
2.4.4 | LT Switchgear
2.4.5 | HT,LT,Power Control &Instrumentation & Communication Cables
2.4.6 | Cable Terminations
2.4.7 | Cable Trays
2.4.8 | Lighting Fixtures & Accessories
2.4.9 | Fire Proof Sealing System
2.4.10 | Plant Communication System
2.4.11 | Baterry & Battery Chargers
2.4.12 | Earthing And Lightening Protection
2.4.13 | Emergency DG Set
2.4.14 | UPS System
2.4.15 | CHP Electrical,C&I
2.4.16 | Total BOP Electrical
Total BoP E&M
2.5 | Control & Instrumentation (C & I) Package
2.5.1 | Control & Instrumentation Package
2.5.2 | Other E&M Works
2.5.3 | Total Plant & Equipment including taxes & Duties
2.6 | Taxes and Duties
2.6.1 | Custom Duty
2.6.2 | Other Taxes & Duties
2.6.3 | Total Taxes & Duties
2.6.4 | Total Plant & Equipment
3 | Initial spares
4 | Civil Works
4.1 | Main plant/Adm. Building
4.2 | CW system
4.3 | Cooling Towers
4.4 | DM water Plant
4.5 | Clarification plant
4.6 | Chlorination plant
4.7 | Fuel Handling & Storage system
4.8 | Coal Handling Plant
4.9 | MGR & Marshalling Yard
4.1 | Ash Handling System
4.11 | Ash disposal area development
4.12 | Fire fighting System
4.13 | Township & Colony
4.14 | Temp. construction & enabling works
4.15 | Road & Drainage
4.16 | Other than BTG/BOP
4.17 | Miscellaneous Expenses
Total Civil works
5 | Construction & Pre- Commissioning Expenses
5.1 | Erection Testing and commissioning
5.2 | Site supervision
5.3 | Operator's Training
5.4 | Construction Insurance
5.5 | Tools & Plant
5.6 | Start up fuel
5.7 | Total Construction & Pre- Commissioning Expenses
6 | Overheads
6.1 | Establishment
6.2 | Design & Engineering
6.3 | Audit & Accounts
6.4 | Contingency
6.5 | Total Overheads
7 | Capital cost Excluding IDC & FC
7.1 | Interest During Construction (IDC) Capitalised in above cost
7.2 | Financing Charges (FC)
8 | Capital cost including IDC & FC

## F14.4
Maharashtra State Power Generation Company Ltd.
Capital Cost Approval Petition Formats - Generation
Form 14.4 : Break up of Construction / Supply / Services / Package
Sr. No. | Name / No. of Construction / Supply / Service Package | Scope of works (in line with head of cost break-ups as applicable) | Whether awarded through ICB/DCB/Departmentally | No. of bids recd. | Date of Award | Date of Start of Work | Scheduled date of completion of work | Actual date of completion of work | Value of Award in Rs. Crore | Firm or with Escalation in prices | Total incl. Price Variation | Actual expenditure till the completion or upto COD whichever is earlier (Rs. Crore)

## F14.5
Maharashtra State Power Generation Company Ltd.
Capital Cost Approval Petition Formats - Generation
Form 14.5 : Financial Package
Project Cost as on COD (Rs Crore): _______________
Date of Commercial Operation of the Station: _________________
| Original Financial Package |  |  | Financial Package as on COD of Unit- Name 1 |  |  | Financial Package as on COD of Unit- Name 2 |  |  | Financial Package as on COD of Unit-… |  |  | Financial Package as on COD (Consolidated)
| Currency | Amount in foreign currency (for foreign loans) | Equivalent Amount in Rs Crore | Currency | Amount in foreign currency (for foreign loans) | Equivalent Amount in Rs Crore | Currency | Amount in foreign currency (for foreign loans) | Equivalent Amount in Rs Crore | Currency | Amount in foreign currency (for foreign loans) | Equivalent Amount in Rs Crore | Currency | Amount in foreign currency (for foreign loans) | Equivalent Amount in Rs Crore
Loan
Component 1
Component 1
Total Loan
Equity-
Foreign
Domestic
Internal Accurals
Total Equity
Undischarged Liabilities
Debt : Equity Ratio (Excluding Undischarged Liabilities)
Note : Please submit copy of sanction letters/Loan Agreements for each loan

## F14.6
Maharashtra State Power Generation Company Ltd.
Capital Cost Approval Petition Formats - Generation
Form 14.5 : Financial Package
Project Cost as on COD (Rs Crore): _______________
Date of Commercial Operation of the Station: _________________
| Original Financial Package |  |  | Financial Package as on COD of Unit- Name 1 |  |  | Financial Package as on COD of Unit- Name 2 |  |  | Financial Package as on COD of Unit-… |  |  | Financial Package as on COD (Consolidated)
| Currency | Amount in foreign currency (for foreign loans) | Equivalent Amount in Rs Crore | Currency | Amount in foreign currency (for foreign loans) | Equivalent Amount in Rs Crore | Currency | Amount in foreign currency (for foreign loans) | Equivalent Amount in Rs Crore | Currency | Amount in foreign currency (for foreign loans) | Equivalent Amount in Rs Crore | Currency | Amount in foreign currency (for foreign loans) | Equivalent Amount in Rs Crore
Loan
Component 1
Component 1
Total Loan
Equity-
Foreign
Domestic
Internal Accurals
Total Equity
Undischarged Liabilities
Debt : Equity Ratio (Excluding Undischarged Liabilities)
Note : Please submit copy of sanction letters/Loan Agreements for each loan

## F14.7
Maharashtra State Power Generation Company Ltd.
Capital Cost Approval Petition Formats - Generation
Form 14.5 : Financial Package
Project Cost as on COD (Rs Crore): _______________
Date of Commercial Operation of the Station: _________________
| Original Financial Package |  |  | Financial Package as on COD of Unit- Name 1 |  |  | Financial Package as on COD of Unit- Name 2 |  |  | Financial Package as on COD of Unit-… |  |  | Financial Package as on COD (Consolidated)
| Currency | Amount in foreign currency (for foreign loans) | Equivalent Amount in Rs Crore | Currency | Amount in foreign currency (for foreign loans) | Equivalent Amount in Rs Crore | Currency | Amount in foreign currency (for foreign loans) | Equivalent Amount in Rs Crore | Currency | Amount in foreign currency (for foreign loans) | Equivalent Amount in Rs Crore | Currency | Amount in foreign currency (for foreign loans) | Equivalent Amount in Rs Crore
Loan
Component 1
Component 1
Total Loan
Equity-
Foreign
Domestic
Internal Accurals
Total Equity
Undischarged Liabilities
Debt : Equity Ratio (Excluding Undischarged Liabilities)
Note : Please submit copy of sanction letters/Loan Agreements for each loan

## F14.8
Maharashtra State Power Generation Company Ltd.
Capital Cost Approval Petition Formats - Generation
Form 14.8: Financing Additional Capitalisation
(Rs. Crore)
Financial Year (Starting from COD) | FY 2025-26 | FY 2026-27 | FY 2027-28 | FY 2028-29 | FY 2029-30
Not Applicable
Amount capitalised
Financing Details
Component 1
Component 2
… … …
Total Loan
Equity
Internal Resources
Others (Pls provide details)
Total

## F14.9
Maharashtra State Power Generation Company Ltd.
Capital Cost Approval Petition Formats - Generation
Form 14.8: Financing Additional Capitalisation
(Rs. Crore)
Financial Year (Starting from COD) | FY 2025-26 | FY 2026-27 | FY 2027-28 | FY 2028-29 | FY 2029-30
Not Applicable
Amount capitalised
Financing Details
Component 1
Component 2
… … …
Total Loan
Equity
Internal Resources
Others (Pls provide details)
Total

## F15
Maharashtra State Power Generation Company Ltd.
MYT Petition Formats - Generation
Form 15: Depreciation Schedule Assets
| Land |  |  |  | (Rs. Crore)
| Year | Asset as on 1st April/Asset Addition during the Year | Depreciation as on 1st April 2005 | Depreciation Rate for that Year | Depreciation during the Year | [24 empty] | Depriciation as on 1st april | Asset crossing 90% depreciation | Remaining Depreciable value
[5 empty] | 2005-06 | 2006-07 | 2007-08 | 2008-09 | 2009-10 | 2010-11 | 2011-12 | 2012-13 | 2013-14 | 2014-15 | 2015-16 | 2016-17 | 2017-18 | 2018-19 | FY 2019-20 | FY 2020-21 | FY 2021-22 | FY 2022-23 | FY 2023-24 | FY 2024-25 | FY 2025-26 | FY 2026-27 | FY 2027-28 | FY 2028-29 | FY 2029-30
Opening | 2005
Addition | 2005-06 | bar: Depreciation during the Year 2005-06
Addition | 2006-07 | bar: Depreciation during the Year 2006-07
Addition | 2007-08 | bar: Depreciation during the Year 2007-08
Addition | 2008-09 | bar: Depreciation during the Year 2008-09
Addition | 2009-10 | bar: Depreciation during the Year 2009-10
Addition | 2010-11 | bar: Depreciation during the Year 2010-11
Addition | 2011-12 | bar: Depreciation during the Year 2011-12
Addition | 2012-13 | bar: Depreciation during the Year 2012-13
Addition | 2013-14 | bar: Depreciation during the Year 2013-14
Addition | 2014-15 | bar: Depreciation during the Year 2014-15
Addition | 2015-16 | bar: Depreciation during the Year 2015-16
Addition | 2016-17 | bar: Depreciation during the Year 2016-17
Addition | 2017-18 | bar: Depreciation during the Year 2017-18
Addition | 2018-19 | bar: Depreciation during the Year 2018-19
Addition | 2019-20
Addition | 2020-21
Addition | 2021-22
Addition | 2022-23
Addition | 2023-24
Addition | 2024-25
Addition | 2025-26
Addition | 2026-27
Addition | 2027-28
Addition | 2028-29
Addition | 2029-30
Total
| Building |  |  |  | Depreciation during the Year 2005-06: (Rs. Crore)
| Year | Asset as on 1st April 2005 | Depreciation as on 1st April 2005 | Depreciation Rate for that Year | Depreciation during the Year 2005-06: Depreciation during the Year | [11 empty] | Depriciation as on 1st april | Asset crossing 90% depreciation | Remaining Depreciable value
[5 empty] | 2005-06 | 2006-07 | 2007-08 | 2008-09 | 2009-10 | 2010-11 | 2011-12 | 2012-13 | 2013-14 | 2014-15 | 2015-16 | 2016-17 | 2017-18 | 2018-19 | FY 2019-20 | FY 2020-21 | FY 2021-22 | FY 2022-23 | FY 2023-24 | FY 2024-25 | FY 2025-26 | FY 2026-27 | FY 2027-28 | FY 2028-29 | FY 2029-30
Opening | 2005
Addition | 2005-06 | bar: Depreciation during the Year 2005-06
Addition | 2006-07 | bar: Depreciation during the Year 2006-07
Addition | 2007-08 | bar: Depreciation during the Year 2007-08
Addition | 2008-09 | bar: Depreciation during the Year 2008-09
Addition | 2009-10 | bar: Depreciation during the Year 2009-10
Addition | 2010-11 | bar: Depreciation during the Year 2010-11
Addition | 2011-12 | bar: Depreciation during the Year 2011-12
Addition | 2012-13 | bar: Depreciation during the Year 2012-13
Addition | 2013-14 | bar: Depreciation during the Year 2013-14
Addition | 2014-15 | bar: Depreciation during the Year 2014-15
Addition | 2015-16 | bar: Depreciation during the Year 2015-16
Addition | 2016-17 | bar: Depreciation during the Year 2016-17
Addition | 2017-18 | bar: Depreciation during the Year 2017-18
Addition | 2018-19 | bar: Depreciation during the Year 2018-19
Addition | 2019-20
Addition | 2020-21
Addition | 2021-22
Addition | 2022-23
Addition | 2023-24
Addition | 2024-25
Addition | 2025-26
Addition | 2026-27
Addition | 2027-28
Addition | 2028-29
Addition | 2029-30
Total
| Hydraulic |  |  |  | Depreciation during the Year 2005-06: (Rs. Crore)
| Year | Asset as on 1st April 2005 | Depreciation as on 1st April 2005 | Depreciation Rate for that Year | Depreciation during the Year 2005-06: Depreciation during the Year | [11 empty] | Depriciation as on 1st april | Asset crossing 90% depreciation | Remaining Depreciable value
[5 empty] | 2005-06 | 2006-07 | 2007-08 | 2008-09 | 2009-10 | 2010-11 | 2011-12 | 2012-13 | 2013-14 | 2014-15 | 2015-16 | 2016-17 | 2017-18 | 2018-19 | FY 2019-20 | FY 2020-21 | FY 2021-22 | FY 2022-23 | FY 2023-24 | FY 2024-25 | FY 2025-26 | FY 2026-27 | FY 2027-28 | FY 2028-29 | FY 2029-30
Opening | 2005
Addition | 2005-06 | bar: Depreciation during the Year 2005-06
Addition | 2006-07 | bar: Depreciation during the Year 2006-07
Addition | 2007-08 | bar: Depreciation during the Year 2007-08
Addition | 2008-09 | bar: Depreciation during the Year 2008-09
Addition | 2009-10 | bar: Depreciation during the Year 2009-10
Addition | 2010-11 | bar: Depreciation during the Year 2010-11
Addition | 2011-12 | bar: Depreciation during the Year 2011-12
Addition | 2012-13 | bar: Depreciation during the Year 2012-13
Addition | 2013-14 | bar: Depreciation during the Year 2013-14
Addition | 2014-15 | bar: Depreciation during the Year 2014-15
Addition | 2015-16 | bar: Depreciation during the Year 2015-16
Addition | 2016-17 | bar: Depreciation during the Year 2016-17
Addition | 2017-18 | bar: Depreciation during the Year 2017-18
Addition | 2018-19 | bar: Depreciation during the Year 2018-19
Addition | 2019-20
Addition | 2020-21
Addition | 2021-22
Addition | 2022-23
Addition | 2023-24
Addition | 2024-25
Addition | 2025-26
Addition | 2026-27
Addition | 2027-28
Addition | 2028-29
Addition | 2029-30
Total
| Other Civil work |  |  |  | Depreciation during the Year 2005-06: (Rs. Crore)
| Year | Asset as on 1st April 2005 | Depreciation as on 1st April 2005 | Depreciation Rate for that Year | Depreciation during the Year 2005-06: Depreciation during the Year | [11 empty] | Depriciation as on 1st april | Asset crossing 90% depreciation | Remaining Depreciable value
[5 empty] | 2005-06 | 2006-07 | 2007-08 | 2008-09 | 2009-10 | 2010-11 | 2011-12 | 2012-13 | 2013-14 | 2014-15 | 2015-16 | 2016-17 | 2017-18 | 2018-19 | FY 2019-20 | FY 2020-21 | FY 2021-22 | FY 2022-23 | FY 2023-24 | FY 2024-25 | FY 2025-26 | FY 2026-27 | FY 2027-28 | FY 2028-29 | FY 2029-30
Opening | 2005
Addition | 2005-06 | bar: Depreciation during the Year 2005-06
Addition | 2006-07 | bar: Depreciation during the Year 2006-07
Addition | 2007-08 | bar: Depreciation during the Year 2007-08
Addition | 2008-09 | bar: Depreciation during the Year 2008-09
Addition | 2009-10 | bar: Depreciation during the Year 2009-10
Addition | 2010-11 | bar: Depreciation during the Year 2010-11
Addition | 2011-12 | bar: Depreciation during the Year 2011-12
Addition | 2012-13 | bar: Depreciation during the Year 2012-13
Addition | 2013-14 | bar: Depreciation during the Year 2013-14
Addition | 2014-15 | bar: Depreciation during the Year 2014-15
Addition | 2015-16 | bar: Depreciation during the Year 2015-16
Addition | 2016-17 | bar: Depreciation during the Year 2016-17
Addition | 2017-18 | bar: Depreciation during the Year 2017-18
Addition | 2018-19 | bar: Depreciation during the Year 2018-19
Addition | 2019-20
Addition | 2020-21
Addition | 2021-22
Addition | 2022-23
Addition | 2023-24
Addition | 2024-25
Addition | 2025-26
Addition | 2026-27
Addition | 2027-28
Addition | 2028-29
Addition | 2029-30
Total
| Plant and Machinery |  |  |  | Depreciation during the Year 2005-06: (Rs. Crore)
| Year | Asset as on 1st April 2005 | Depreciation as on 1st April 2005 | Depreciation Rate for that Year | Depreciation during the Year 2005-06: Depreciation during the Year | [11 empty] | Depriciation as on 1st april | Asset crossing 90% depreciation | Remaining Depreciable value
[5 empty] | 2005-06 | 2006-07 | 2007-08 | 2008-09 | 2009-10 | 2010-11 | 2011-12 | 2012-13 | 2013-14 | 2014-15 | 2015-16 | 2016-17 | 2017-18 | 2018-19 | FY 2019-20 | FY 2020-21 | FY 2021-22 | FY 2022-23 | FY 2023-24 | FY 2024-25 | FY 2025-26 | FY 2026-27 | FY 2027-28 | FY 2028-29 | FY 2029-30
Opening | 2005
Addition | 2005-06 | bar: Depreciation during the Year 2005-06
Addition | 2006-07 | bar: Depreciation during the Year 2006-07
Addition | 2007-08 | bar: Depreciation during the Year 2007-08
Addition | 2008-09 | bar: Depreciation during the Year 2008-09
Addition | 2009-10 | bar: Depreciation during the Year 2009-10
Addition | 2010-11 | bar: Depreciation during the Year 2010-11
Addition | 2011-12 | bar: Depreciation during the Year 2011-12
Addition | 2012-13 | bar: Depreciation during the Year 2012-13
Addition | 2013-14 | bar: Depreciation during the Year 2013-14
Addition | 2014-15 | bar: Depreciation during the Year 2014-15
Addition | 2015-16 | bar: Depreciation during the Year 2015-16
Addition | 2016-17 | bar: Depreciation during the Year 2016-17
Addition | 2017-18 | bar: Depreciation during the Year 2017-18
Addition | 2018-19 | bar: Depreciation during the Year 2018-19
Addition | 2019-20
Addition | 2020-21
Addition | 2021-22
Addition | 2022-23
Addition | 2023-24
Addition | 2024-25
Addition | 2025-26
Addition | 2026-27
Addition | 2027-28
Addition | 2028-29
Addition | 2029-30
Total
| Lines and Cable Network |  |  |  | Depreciation during the Year 2005-06: (Rs. Crore)
| Year | Asset as on 1st April 2005 | Depreciation as on 1st April 2005 | Depreciation Rate for that Year | Depreciation during the Year 2005-06: Depreciation during the Year | [11 empty] | Depriciation as on 1st april | Asset crossing 90% depreciation | Remaining Depreciable value
[5 empty] | 2005-06 | 2006-07 | 2007-08 | 2008-09 | 2009-10 | 2010-11 | 2011-12 | 2012-13 | 2013-14 | 2014-15 | 2015-16 | 2016-17 | 2017-18 | 2018-19 | FY 2019-20 | FY 2020-21 | FY 2021-22 | FY 2022-23 | FY 2023-24 | FY 2024-25 | FY 2025-26 | FY 2026-27 | FY 2027-28 | FY 2028-29 | FY 2029-30
Opening | 2005
Addition | 2005-06 | bar: Depreciation during the Year 2005-06
Addition | 2006-07 | bar: Depreciation during the Year 2006-07
Addition | 2007-08 | bar: Depreciation during the Year 2007-08
Addition | 2008-09 | bar: Depreciation during the Year 2008-09
Addition | 2009-10 | bar: Depreciation during the Year 2009-10
Addition | 2010-11 | bar: Depreciation during the Year 2010-11
Addition | 2011-12 | bar: Depreciation during the Year 2011-12
Addition | 2012-13 | bar: Depreciation during the Year 2012-13
Addition | 2013-14 | bar: Depreciation during the Year 2013-14
Addition | 2014-15 | bar: Depreciation during the Year 2014-15
Addition | 2015-16 | bar: Depreciation during the Year 2015-16
Addition | 2016-17 | bar: Depreciation during the Year 2016-17
Addition | 2017-18 | bar: Depreciation during the Year 2017-18
Addition | 2018-19 | bar: Depreciation during the Year 2018-19
Addition | 2019-20
Addition | 2020-21
Addition | 2021-22
Addition | 2022-23
Addition | 2023-24
Addition | 2024-25
Addition | 2025-26
Addition | 2026-27
Addition | 2027-28
Addition | 2028-29
Addition | 2029-30
Total
| Vehicle |  |  |  | Depreciation during the Year 2005-06: (Rs. Crore)
| Year | Asset as on 1st April 2005 | Depreciation as on 1st April 2005 | Depreciation Rate for that Year | Depreciation during the Year 2005-06: Depreciation during the Year | [11 empty] | Depriciation as on 1st april | Asset crossing 90% depreciation | Remaining Depreciable value
[5 empty] | 2005-06 | 2006-07 | 2007-08 | 2008-09 | 2009-10 | 2010-11 | 2011-12 | 2012-13 | 2013-14 | 2014-15 | 2015-16 | 2016-17 | 2017-18 | 2018-19 | FY 2019-20 | FY 2020-21 | FY 2021-22 | FY 2022-23 | FY 2023-24 | FY 2024-25 | FY 2025-26 | FY 2026-27 | FY 2027-28 | FY 2028-29 | FY 2029-30
Opening | 2005
Addition | 2005-06 | bar: Depreciation during the Year 2005-06
Addition | 2006-07 | bar: Depreciation during the Year 2006-07
Addition | 2007-08 | bar: Depreciation during the Year 2007-08
Addition | 2008-09 | bar: Depreciation during the Year 2008-09
Addition | 2009-10 | bar: Depreciation during the Year 2009-10
Addition | 2010-11 | bar: Depreciation during the Year 2010-11
Addition | 2011-12 | bar: Depreciation during the Year 2011-12
Addition | 2012-13 | bar: Depreciation during the Year 2012-13
Addition | 2013-14 | bar: Depreciation during the Year 2013-14
Addition | 2014-15 | bar: Depreciation during the Year 2014-15
Addition | 2015-16 | bar: Depreciation during the Year 2015-16
Addition | 2016-17 | bar: Depreciation during the Year 2016-17
Addition | 2017-18 | bar: Depreciation during the Year 2017-18
Addition | 2018-19 | bar: Depreciation during the Year 2018-19
Addition | 2019-20
Addition | 2020-21
Addition | 2021-22
Addition | 2022-23
Addition | 2023-24
Addition | 2024-25
Addition | 2025-26
Addition | 2026-27
Addition | 2027-28
Addition | 2028-29
Addition | 2029-30
Total
| Furniture |  |  |  | Depreciation during the Year 2005-06: (Rs. Crore)
| Year | Asset as on 1st April 2005 | Depreciation as on 1st April 2005 | Depreciation Rate for that Year | Depreciation during the Year 2005-06: Depreciation during the Year | [11 empty] | Depriciation as on 1st april | Asset crossing 90% depreciation | Remaining Depreciable value
[5 empty] | 2005-06 | 2006-07 | 2007-08 | 2008-09 | 2009-10 | 2010-11 | 2011-12 | 2012-13 | 2013-14 | 2014-15 | 2015-16 | 2016-17 | 2017-18 | 2018-19 | FY 2019-20 | FY 2020-21 | FY 2021-22 | FY 2022-23 | FY 2023-24 | FY 2024-25 | FY 2025-26 | FY 2026-27 | FY 2027-28 | FY 2028-29 | FY 2029-30
Opening | 2005
Addition | 2005-06 | bar: Depreciation during the Year 2005-06
Addition | 2006-07 | bar: Depreciation during the Year 2006-07
Addition | 2007-08 | bar: Depreciation during the Year 2007-08
Addition | 2008-09 | bar: Depreciation during the Year 2008-09
Addition | 2009-10 | bar: Depreciation during the Year 2009-10
Addition | 2010-11 | bar: Depreciation during the Year 2010-11
Addition | 2011-12 | bar: Depreciation during the Year 2011-12
Addition | 2012-13 | bar: Depreciation during the Year 2012-13
Addition | 2013-14 | bar: Depreciation during the Year 2013-14
Addition | 2014-15 | bar: Depreciation during the Year 2014-15
Addition | 2015-16 | bar: Depreciation during the Year 2015-16
Addition | 2016-17 | bar: Depreciation during the Year 2016-17
Addition | 2017-18 | bar: Depreciation during the Year 2017-18
Addition | 2018-19 | bar: Depreciation during the Year 2018-19
Addition | 2019-20
Addition | 2020-21
Addition | 2021-22
Addition | 2022-23
Addition | 2023-24
Addition | 2024-25
Addition | 2025-26
Addition | 2026-27
Addition | 2027-28
Addition | 2028-29
Addition | 2029-30
Total
| Office Equipment |  |  |  | Depreciation during the Year 2005-06: (Rs. Crore)
| Year | Asset as on 1st April 2005 | Depreciation as on 1st April 2005 | Depreciation Rate for that Year | Depreciation during the Year 2005-06: Depreciation during the Year | [11 empty] | Depriciation as on 1st april | Asset crossing 90% depreciation | Remaining Depreciable value
[5 empty] | 2005-06 | 2006-07 | 2007-08 | 2008-09 | 2009-10 | 2010-11 | 2011-12 | 2012-13 | 2013-14 | 2014-15 | 2015-16 | 2016-17 | 2017-18 | 2018-19 | FY 2019-20 | FY 2020-21 | FY 2021-22 | FY 2022-23 | FY 2023-24 | FY 2024-25 | FY 2025-26 | FY 2026-27 | FY 2027-28 | FY 2028-29 | FY 2029-30
Opening | 2005
Addition | 2005-06 | bar: Depreciation during the Year 2005-06
Addition | 2006-07 | bar: Depreciation during the Year 2006-07
Addition | 2007-08 | bar: Depreciation during the Year 2007-08
Addition | 2008-09 | bar: Depreciation during the Year 2008-09
Addition | 2009-10 | bar: Depreciation during the Year 2009-10
Addition | 2010-11 | bar: Depreciation during the Year 2010-11
Addition | 2011-12 | bar: Depreciation during the Year 2011-12
Addition | 2012-13 | bar: Depreciation during the Year 2012-13
Addition | 2013-14 | bar: Depreciation during the Year 2013-14
Addition | 2014-15 | bar: Depreciation during the Year 2014-15
Addition | 2015-16 | bar: Depreciation during the Year 2015-16
Addition | 2016-17 | bar: Depreciation during the Year 2016-17
Addition | 2017-18 | bar: Depreciation during the Year 2017-18
Addition | 2018-19 | bar: Depreciation during the Year 2018-19
Addition | 2019-20
Addition | 2020-21
Addition | 2021-22
Addition | 2022-23
Addition | 2023-24
Addition | 2024-25
Addition | 2025-26
Addition | 2026-27
Addition | 2027-28
Addition | 2028-29
Addition | 2029-30
Total
| Total |  |  |  | Depreciation during the Year 2005-06: (Rs. Crore)
| Year | Asset as on 1st April 2005 | Depreciation as on 1st April 2005 | Depreciation Rate for that Year | Depreciation during the Year 2005-06: Depreciation during the Year | [11 empty] | Depriciation as on 1st april | Asset crossing 90% depreciation | Remaining Depreciable value
[5 empty] | 2005-06 | 2006-07 | 2007-08 | 2008-09 | 2009-10 | 2010-11 | 2011-12 | 2012-13 | 2013-14 | 2014-15 | 2015-16 | 2016-17 | 2017-18 | 2018-19 | FY 2019-20 | FY 2020-21 | FY 2021-22 | FY 2022-23 | FY 2023-24 | FY 2024-25 | FY 2025-26 | FY 2026-27 | FY 2027-28 | FY 2028-29 | FY 2029-30
Opening | 2005
Addition | 2005-06 | bar: Depreciation during the Year 2005-06
Addition | 2006-07 | bar: Depreciation during the Year 2006-07
Addition | 2007-08 | bar: Depreciation during the Year 2007-08
Addition | 2008-09 | bar: Depreciation during the Year 2008-09
Addition | 2009-10 | bar: Depreciation during the Year 2009-10
Addition | 2010-11 | bar: Depreciation during the Year 2010-11
Addition | 2011-12 | bar: Depreciation during the Year 2011-12
Addition | 2012-13 | bar: Depreciation during the Year 2012-13
Addition | 2013-14 | bar: Depreciation during the Year 2013-14
Addition | 2014-15 | bar: Depreciation during the Year 2014-15
Addition | 2015-16 | bar: Depreciation during the Year 2015-16
Addition | 2016-17 | bar: Depreciation during the Year 2016-17
Addition | 2017-18 | bar: Depreciation during the Year 2017-18
Addition | 2018-19 | bar: Depreciation during the Year 2018-19
Addition | 2019-20
Addition | 2020-21
Addition | 2021-22
Addition | 2022-23
Addition | 2023-24
Addition | 2024-25
Addition | 2025-26
Addition | 2026-27
Addition | 2027-28
Addition | 2028-29
Addition | 2029-30
Total

## F16
Maharashtra State Power Generation Company Ltd.
MYT Petition Formats for Bhusawal Units 4&5
Form 15: Fuel Utilisation Plan
FY 2022-23 Approved
Sr. No. | Name of Generating Station/Unit | Month | Fuel Requirement of Each Unit/Station (MT, MCM) | Details of Contracted Source |  |  |  |  | Alternate Arrangement in case of Shortage |  |  | Plan for Swapping of Fuel Source for Optimizing Cost | Net Cost Savings in Variable cost after optimum Utilisation
|  |  | Fuel type | Name of Source | Annual Contracted Quantity | Variable Cost per Unit | Estimated Availability | Expected Shortage | Name of Alternate Source | Expected Rate of Alternate Source | Impact on Variable Cost per unit
1 |  | Apr | ATTACHED SEPARATELY
May
Jun
July
Aug
Sep
Oct
Nov
Dec
Jan
Feb
Mar
2 |  | Apr
May
Jun
July
Aug
Sep
Oct
Nov
Dec
Jan
Feb
Mar
3
….
FY 2022-23 Actual
Sr. No. | Name of Generating Station/Unit | Month | Fuel Requirement of Each Unit/Station (MT, MCM) | Details of Contracted Source |  |  |  |  | Alternate Arrangement in case of Shortage |  |  | Swapping of Fuel Source for Optimizing Cost | Net Cost Savings in Variable cost after optimum Utilisation
|  |  | Fuel type | Name of Source | Annual Contracted Quantity | Variable Cost per Unit | Actual Availability | Actual Shortage | Name of Alternate Source | Actual Rate of Alternate Source | Impact on Variable Cost per unit
1 |  | Apr | ATTACHED SEPARATELY
May
Jun
July
Aug
Sep
Oct
Nov
Dec
Jan
Feb
Mar
2 |  | Apr
May
Jun
July
Aug
Sep
Oct
Nov
Dec
Jan
Feb
Mar
3
….
Note: 1. Generating Company shall provide justification for variation between approved and actual fuel utilisation plan
FY 2023-24 Approved
Sr. No. | Name of Generating Station/Unit | Month | Fuel Requirement of Each Unit/Station (MT, MCM) | Details of Contracted Source |  |  |  |  | Alternate Arrangement in case of Shortage |  |  | Plan for Swapping of Fuel Source for Optimizing Cost | Net Cost Savings in Variable cost after optimum Utilisation
|  |  | Fuel type | Name of Source | Annual Contracted Quantity | Variable Cost per Unit | Estimated Availability | Expected Shortage | Name of Alternate Source | Expected Rate of Alternate Source | Impact on Variable Cost per unit
1 |  | Apr | ATTACHED SEPARATELY
May
Jun
July
Aug
Sep
Oct
Nov
Dec
Jan
Feb
Mar
2 |  | Apr
May
Jun
July
Aug
Sep
Oct
Nov
Dec
Jan
Feb
Mar
3
….
FY 2023-24 Actual
Sr. No. | Name of Generating Station/Unit | Month | Fuel Requirement of Each Unit/Station (MT, MCM) | Details of Contracted Source |  |  |  |  | Alternate Arrangement in case of Shortage |  |  | Swapping of Fuel Source for Optimizing Cost | Net Cost Savings in Variable cost after optimum Utilisation
|  |  | Fuel type | Name of Source | Annual Contracted Quantity | Variable Cost per Unit | Actual Availability | Actual Shortage | Name of Alternate Source | Actual Rate of Alternate Source | Impact on Variable Cost per unit
1 |  | Apr | ATTACHED SEPARATELY
May
Jun
July
Aug
Sep
Oct
Nov
Dec
Jan
Feb
Mar
2 |  | Apr
May
Jun
July
Aug
Sep
Oct
Nov
Dec
Jan
Feb
Mar
3
….
Note: 1. Generating Company shall provide justification for variation between approved and actual fuel utilisation plan
FY 2024-25 Approved
Sr. No. | Name of Generating Station/Unit | Month | Fuel Requirement of Each Unit/Station (MT, MCM) | Details of Contracted Source |  |  |  |  | Alternate Arrangement in case of Shortage |  |  | Plan for Swapping of Fuel Source for Optimizing Cost | Net Cost Savings in Variable cost after optimum Utilisation
|  |  | Fuel type | Name of Source | Annual Contracted Quantity | Variable Cost per Unit | Estimated Availability | Expected Shortage | Name of Alternate Source | Expected Rate of Alternate Source | Impact on Variable Cost per unit
1 |  | Apr | ATTACHED SEPARATELY
May
Jun
July
Aug
Sep
Oct
Nov
Dec
Jan
Feb
Mar
2 |  | Apr
May
Jun
July
Aug
Sep
Oct
Nov
Dec
Jan
Feb
Mar
3
….
FY 2024-25 Actual (Apr- Sep)
Sr. No. | Name of Generating Station/Unit | Month | Fuel Requirement of Each Unit/Station (MT, MCM) | Details of Contracted Source |  |  |  |  | Alternate Arrangement in case of Shortage |  |  | Swapping of Fuel Source for Optimizing Cost | Net Cost Savings in Variable cost after optimum Utilisation
|  |  | Fuel type | Name of Source | Annual Contracted Quantity | Variable Cost per Unit | Actual Availability | Actual Shortage | Name of Alternate Source | Actual Rate of Alternate Source | Impact on Variable Cost per unit
1 |  | Apr | ATTACHED SEPARATELY
May
Jun
July
Aug
Sep
2 |  | Apr
May
Jun
July
Aug
Sep
3
….
FY 2024-25 Estimated
Sr. No. | Name of Generating Station/Unit | Month | Fuel Requirement of Each Unit/Station (MT, MCM) | Details of Contracted Source |  |  |  |  | Alternate Arrangement in case of Shortage |  |  | Plan for Swapping of Fuel Source for Optimizing Cost | Net Cost Savings in Variable cost after optimum Utilisation
|  |  | Fuel type | Name of Source | Annual Contracted Quantity | Variable Cost per Unit | Estimated Availability | Expected Shortage | Name of Alternate Source | Expected Rate of Alternate Source | Impact on Variable Cost per unit
1 |  | Apr | ATTACHED SEPARATELY
May
Jun
July
Aug
Sep
Oct
Nov
Dec
Jan
Feb
Mar
2 |  | Apr
May
Jun
July
Aug
Sep
Oct
Nov
Dec
Jan
Feb
Mar
3
….
Note: 1. Fuel quantum is to be allocated to different generating Stations/Units in accordance with the merit order of different generation Stations/Units in terms of variable cost
2. Least cost generating Stations/Units should be operated at maximum availability and other generating Stations/Units should be operated at maximum availability thereafter in the ascending order of variable cost
3. Fuel Utilisation Plan shall be prepared based on past data and reasonable assumptions for future
4. Fuel Utilisation Plan to be submitted for each fuel separately
FY 2025-26 Projected
Sr. No. | Name of Generating Station/Unit | Month | Fuel Requirement of Each Unit/Station (MT, MCM) | Details of Contracted Source |  |  |  |  | Alternate Arrangement in case of Shortage |  |  | Plan for Swapping of Fuel Source for Optimizing Cost | Net Cost Savings in Variable cost after optimum Utilisation
|  |  | Fuel type | Name of Source | Annual Contracted Quantity | Variable Cost per Unit | Estimated Availability | Expected Shortage | Name of Alternate Source | Expected Rate of Alternate Source | Impact on Variable Cost per unit
1 |  | Apr | ATTACHED SEPARATELY
May
Jun
July
Aug
Sep
Oct
Nov
Dec
Jan
Feb
Mar
2 |  | Apr
May
Jun
July
Aug
Sep
Oct
Nov
Dec
Jan
Feb
Mar
3
….
Note: 1. Fuel quantum is to be allocated to different generating Stations/Units in accordance with the merit order of different generation Stations/Units in terms of variable cost
2. Least cost generating Stations/Units should be operated at maximum availability and other generating Stations/Units should be operated at maximum availability thereafter in the ascending order of variable cost
3. Fuel Utilisation Plan shall be prepared based on past data and reasonable assumptions for future
4. Fuel Utilisation Plan to be submitted for each fuel separately
FY 2026-27 Projected
Sr. No. | Name of Generating Station/Unit | Month | Fuel Requirement of Each Unit/Station (MT, MCM) | Details of Contracted Source |  |  |  |  | Alternate Arrangement in case of Shortage |  |  | Plan for Swapping of Fuel Source for Optimizing Cost | Net Cost Savings in Variable cost after optimum Utilisation
|  |  | Fuel type | Name of Source | Annual Contracted Quantity | Variable Cost per Unit | Estimated Availability | Expected Shortage | Name of Alternate Source | Expected Rate of Alternate Source | Impact on Variable Cost per unit
1 |  | Apr | ATTACHED SEPARATELY
May
Jun
July
Aug
Sep
Oct
Nov
Dec
Jan
Feb
Mar
2 |  | Apr
May
Jun
July
Aug
Sep
Oct
Nov
Dec
Jan
Feb
Mar
3
….
Note: 1. Fuel quantum is to be allocated to different generating Stations/Units in accordance with the merit order of different generation Stations/Units in terms of variable cost
2. Least cost generating Stations/Units should be operated at maximum availability and other generating Stations/Units should be operated at maximum availability thereafter in the ascending order of variable cost
3. Fuel Utilisation Plan shall be prepared based on past data and reasonable assumptions for future
4. Fuel Utilisation Plan to be submitted for each fuel separately
FY 2027-28 Projected
Sr. No. | Name of Generating Station/Unit | Month | Fuel Requirement of Each Unit/Station (MT, MCM) | Details of Contracted Source |  |  |  |  | Alternate Arrangement in case of Shortage |  |  | Plan for Swapping of Fuel Source for Optimizing Cost | Net Cost Savings in Variable cost after optimum Utilisation
|  |  | Fuel type | Name of Source | Annual Contracted Quantity | Variable Cost per Unit | Estimated Availability | Expected Shortage | Name of Alternate Source | Expected Rate of Alternate Source | Impact on Variable Cost per unit
1 |  | Apr | ATTACHED SEPARATELY
May
Jun
July
Aug
Sep
Oct
Nov
Dec
Jan
Feb
Mar
2 |  | Apr
May
Jun
July
Aug
Sep
Oct
Nov
Dec
Jan
Feb
Mar
3
….
Note: 1. Fuel quantum is to be allocated to different generating Stations/Units in accordance with the merit order of different generation Stations/Units in terms of variable cost
2. Least cost generating Stations/Units should be operated at maximum availability and other generating Stations/Units should be operated at maximum availability thereafter in the ascending order of variable cost
3. Fuel Utilisation Plan shall be prepared based on past data and reasonable assumptions for future
4. Fuel Utilisation Plan to be submitted for each fuel separately
FY 2028-29 Projected
Sr. No. | Name of Generating Station/Unit | Month | Fuel Requirement of Each Unit/Station (MT, MCM) | Details of Contracted Source |  |  |  |  | Alternate Arrangement in case of Shortage |  |  | Plan for Swapping of Fuel Source for Optimizing Cost | Net Cost Savings in Variable cost after optimum Utilisation
|  |  | Fuel type | Name of Source | Annual Contracted Quantity | Variable Cost per Unit | Estimated Availability | Expected Shortage | Name of Alternate Source | Expected Rate of Alternate Source | Impact on Variable Cost per unit
1 |  | Apr | ATTACHED SEPARATELY
May
Jun
July
Aug
Sep
Oct
Nov
Dec
Jan
Feb
Mar
2 |  | Apr
May
Jun
July
Aug
Sep
Oct
Nov
Dec
Jan
Feb
Mar
3
….
Note: 1. Fuel quantum is to be allocated to different generating Stations/Units in accordance with the merit order of different generation Stations/Units in terms of variable cost
2. Least cost generating Stations/Units should be operated at maximum availability and other generating Stations/Units should be operated at maximum availability thereafter in the ascending order of variable cost
3. Fuel Utilisation Plan shall be prepared based on past data and reasonable assumptions for future
4. Fuel Utilisation Plan to be submitted for each fuel separately
FY 2029-30 Projected
Sr. No. | Name of Generating Station/Unit | Month | Fuel Requirement of Each Unit/Station (MT, MCM) | Details of Contracted Source |  |  |  |  | Alternate Arrangement in case of Shortage |  |  | Plan for Swapping of Fuel Source for Optimizing Cost | Net Cost Savings in Variable cost after optimum Utilisation
|  |  | Fuel type | Name of Source | Annual Contracted Quantity | Variable Cost per Unit | Estimated Availability | Expected Shortage | Name of Alternate Source | Expected Rate of Alternate Source | Impact on Variable Cost per unit
1 |  | Apr | ATTACHED SEPARATELY
May
Jun
July
Aug
Sep
Oct
Nov
Dec
Jan
Feb
Mar
2 |  | Apr
May
Jun
July
Aug
Sep
Oct
Nov
Dec
Jan
Feb
Mar
3
….
Note: 1. Fuel quantum is to be allocated to different generating Stations/Units in accordance with the merit order of different generation Stations/Units in terms of variable cost
2. Least cost generating Stations/Units should be operated at maximum availability and other generating Stations/Units should be operated at maximum availability thereafter in the ascending order of variable cost
3. Fuel Utilisation Plan shall be prepared based on past data and reasonable assumptions for future
4. Fuel Utilisation Plan to be submitted for each fuel separately

## F17
Maharashtra State Power Generation Company Ltd.
MYT Petition Formats for Bhusawal Units 4&5
Form 16: Payment Efficiency
Year : FY 2022-23
A) Scheduled and Actual Payment
Particulars | Schedule Payment |  |  | Payment made |  |  | Delay in payment (days) | Amount Pending (Rs. Crore)
| Month/Date | Amount (Rs. Crore) | Due date | Month/ Date | Amount (Rs. Crore) | % of Amount paid
Scheduled Payment against Long Term Loans
Long Term Loan 1
Long Term Loan 2
Long Term Loan 3
... ... ...
Total
Scheduled Payment against Short Term Loans
Short Term Loan 1
Short Term Loan 2
Short Term Loan 3
... ... ...
Total
Scheduled Payment against Supplies
Supplier 1 (Name & Item)
Supplier 2 (Name & Item)
Supplier 3 (Name & Item)
... ... ...
Total
Year : FY 2023-24
A) Scheduled and Actual Payment
Particulars | Schedule Payment |  |  | Payment made |  |  | Delay in payment (days) | Amount Pending (Rs. Crore)
| Month/Date | Amount (Rs. Crore) | Due date | Month/ Date | Amount (Rs. Crore) | % of Amount paid
Scheduled Payment against Long Term Loans
Long Term Loan 1
Long Term Loan 2
Long Term Loan 3
... ... ...
Total
Scheduled Payment against Short Term Loans
Short Term Loan 1
Short Term Loan 2
Short Term Loan 3
... ... ...
Total
Scheduled Payment against Supplies
Supplier 1 (Name & Item)
Supplier 2 (Name & Item)
Supplier 3 (Name & Item)
... ... ...
Total