## Index
Maharashtra State Power Generation Company Ltd.
MYT Petition Formats for Khaperkheda Unit 1-4
Sr. No. | Title | Reference
1 | Aggregate Revenue Requirement - Summary Sheet | Form 1
2 | Summary of Tariff Proposal | Form 1.1
3 | Operational Parameters-Thermal Generation | Form 2.1
4 | Energy Charges for Thermal Generation | Form 2.2
5 | Fuel Cost Details for Thermal Generation | Form 2.3
6 | Interest on Working Capital - Thermal Generation | Form 2.4
7 | Operational Parameters - Hydel Generation | Form 2.5
8 | Energy Charge Rate for Hydel Generation | Form 2.6
9 | Interest on Working Capital - Hydel Generation | Form 2.7
10 | Planned & Forced Outages | Form 2.8
11 | Summary of Operations and Maintenance Expenses | Form 3
12 | Operation and Maintenance Expenses - Normative | Form 3.1
13 | Employee Expenses | Form 3.2
14 | Administration & General Expenses | Form 3.3
15 | Repair & Maintenance Expenses | Form 3.4
16 | Summary of Capital Expenditure and Capitalisation | Form 4
17 | Capital Expenditure Plan | Form 4.1
18 | Capitalisation Plan | Form 4.2
19 | Capital Work in Progress | Form 4.3
20 | Total Assets & Depreciation | Form 5
21 | Assets & Depreciation - Existing Schemes (CoD on or before the March 31, 2025 or Assets in-principally approved before the notification of MERC MYT Regulations 2024) | Form 5.1 (E)
22 | Assets & Depreciation - New Schemes (not covered under Existing Assets) | Form 5.2 (N)
23 | Interest Expenses | Form 6
24 | Return on Regulatory Equity | Form 7
25 | Sales Forecast | Form 8
26 | Revenue from Sale of Electricity | Form 9
27 | Reconciliation of Revenue claimed for true up and as per the Audited Accounts | Form 9.1
28 | Expected Revenue at Existing Tariff | Form 9.2
29 | Expected Revenue at Proposed Tariff | Form 9.3
30 | Other Expenses | Form 10
31 | Non-Tariff Income | Form 11
32 | Income Tax | Form 12
33 | Truing-Up Summary | Form 13
Capital Cost Approval*
34 | Project Schedule | Form 14.1
35 | Abstract of Capital Cost | Form 14.2
36 | Breakup of Capital Cost | Form 14.3
37 | Breakup of Construction/Supply/Services/Packages | Form 14.4
38 | Financial Package | Form 14.5
39 | Details of Loans | Form 14.6
40 | Details of Additional Capitalisation after COD | Form 14.7
41 | Financing of Additional Capitalisation | Form 14.8
42 | Drawdown Schedule and Computation of IDC and Financing Charges | Form 14.9
43 | Depreciation Schedule before 31 March 2025 | Form 15.1
44 | Depreciation Schedule after 1 April 2025 | Form 15.2
45 | Fuel Utilisation Plan | Form 16
46 | Payment Efficiency | Form 17
47 | Special Allowance | Form 18
48 | Incentive | Form 19
Note: * Applicable only for new Generation Project for which Provisional/Final tariff approval is being sought

## AFC Reduction and AEC loss
Working of AFC Reduction:
Particulars | UoM | FY 22-23 | FY 23-24 | FY 24-25
Target Availability | % | 85% | 85% | 85%
Actual Availability | % | 63.63% | 65.54% | 71.95%
Total AFC | Rs. Crore | 638.8052 | 680.5133 | 840.0037
Less: water charges | Rs. Crore | 85.9935 | 62.2375 | 62.2375
Total AFC claim minus water charges | Rs. Crore | 552.8117 | 618.2758 | 777.7662
AFC Reduction | Rs. Crore | 138.9925 | 141.6193 | 53.8237
Reduced AFC | Rs. Crore | 413.8192 | 476.6565 | 723.9425
Reduced AFC plus water charges | Rs. Crore | 499.8127 | 538.894 | 786.18
Actual availability
HDS - Peak hours | % | 69.86% | 73.65% | 82.58%
HDS- Off-peak hours | % | 68.56% | 73.69% | 82.23%
LDS- Peak hours | % | 61.45% | 63.08% | 78.14%
LDS- Off-peak hours | % | 62.01% | 62.75% | 78.04%
Ceiling AFC for recovery
High Demand-Peak | Rs. Crore | 27.6406 | 30.9138 | 38.8883
High Demand-Off Peak | Rs. Crore | 110.5623 | 123.6552 | 155.5532
Low Demand-Peak | Rs. Crore | 82.9218 | 92.7414 | 116.6649
Low Demand-Off Peak | Rs. Crore | 331.687 | 370.9655 | 466.6597
AFC recoverable without adjustment as per Regulation 50.4
High Demand-Peak | Rs. Crore | 22.7163 | 26.7844 | 37.7816
High Demand-Off Peak | Rs. Crore | 89.1731 | 107.209 | 150.4822
Low Demand-Peak | Rs. Crore | 59.9466 | 68.8206 | 107.2494
Low Demand-Off Peak | Rs. Crore | 241.9832 | 273.8424 | 428.4293
Shortfall in recovery during off peak hours
High Demand-Peak | Rs. Crore
High Demand-Off Peak | Rs. Crore | -21.3893 | -16.4461 | -5.071
Low Demand-Peak | Rs. Crore
Low Demand-Off Peak | Rs. Crore | -89.7038 | -97.1231 | -38.2304
Notional overrecovery in peak hours (Rs. Crore)
High Demand-Peak | Rs. Crore | 0 | 0 | 0
High Demand-Off Peak | Rs. Crore
Low Demand-Peak | Rs. Crore | 0 | 0 | 0
Low Demand-Off Peak | Rs. Crore
Adjustment as per Regulation 50.4 (Rs. Crore)
High Demand-Peak | Rs. Crore
High Demand-Off Peak | Rs. Crore | 0 | 0 | 0 | Sharing of Auxiliary Energy Consumption (AEC)
Low Demand-Peak | Rs. Crore |  |  |  | FY | Actual Gross Generation (MU) | Normative AEC % | Actual AEC % | Lesser/ (Additional) energy sale (MU) | Rate of Energy Charge (Rs. kWh) | Revenue Loss due to higher AEC (Rs. Cr) | Sharing of Efficiency (Gain)/Loss
Low Demand-Off Peak | Rs. Crore | 0 | 0 | 0 | 2022-23 | 4336.604 | 10.21% | 11.25% | 45.0697 | 3.7637 | 16.963 | 5.6543
[5 empty] | 2023-24 | 4676.31 | 10.21% | 10.99% | 36.5287 | 3.4826 | 12.7214 | 4.2405
AFC Reduction | Rs. Crore | 138.9925 | 141.6193 | 53.8237
Note on N45: Anil Patkare: Approved ECR

## F1
Maharashtra State Power Generation Company Ltd. | [11 empty] | Maharashtra State Power Generation Company Ltd.
MYT Petition Formats for Khaperkheda Unit 1-4 | [11 empty] | MYT Petition Formats for Khaperkheda Unit 1-4
Form 1: Aggregate Revenue Requirement - Summary Sheet | [11 empty] | Form 1: Aggregate Revenue Requirement - Summary Sheet
Sr. No. | Particulars | Reference | FY 2022-23 |  |  |  | FY 2023-24 |  |  |  | FY 2024-25 | [5 empty] | Ensuing Years |  |  |  |  | Remarks
|  |  | MTR Order* | To be approved | April-March (Audited ) | True-Up requirement | MTR Order* | To be approved | April-March (Audited ) | True-Up requirement | MTR Order* | To be approved | Apr-Sep (Actual) | Oct-Mar (Estimated) | April - March (Estimated) | Provisional True-Up requirement | FY 2025-26 | FY 2026-27 | FY 2027-28 | FY 2028-29 | FY 2029-30
|  |  | (a) | (b) | (c ) | (d) = (c) - (b) | (e) | (f) | (g) | (h) = (g) - (f) | (i) | (j) | (k) | (l) | (m) = (k)+(l) | (n) = (m) - (j) | Projected | Projected | Projected | Projected | Projected
1 | Fuel Related Expenses | Form 2.2 | 1834.7819 | 1465.5348 | 1779.7556 | 314.2208 | 2087.0177 | 1462.2846 | 1639.1032 | 176.8187 | 2091.4855 | 1705.3662 | 916.966 | 873.4284 | 1790.3944 | 85.0282 | 1927.9181 | 2024.4015 | 2125.6216 | 2202.4474 | 2312.5698
2 | Fuel Related Expenses - ECS | [10 empty] | 85.9888 |  | 85.9888 | 85.9888 |  | 320.7528 | 350.0176 | 350.0176 | 350.0298 | 350.0298
3 | Operation & Maintenance Expenses | Form 3 | 355.0141 | 383.6024 | 424.6718 | 41.0695 | 366.6266 | 398.6937 | 507.6836 | 108.9899 | 378.6964 | 413.3518 | 202.0373 | 265.626 | 467.6633 | 54.3115 | 448.68 | 468.8118 | 572.7749 | 596.8386 | 619.5832
4 | O&M Charges - ECS |  |  |  |  | 0 |  |  |  | 0 |  | 1.2357 |  | 1.2357 | 1.2357 | 0 | 4.9564 | 5.171 | 5.3949 | 5.6285 | 5.8722
5 | Depreciation | Form 5 | 24.2273 | 23.9703 | 23.9703 | 0 | 56.1217 | 32.4753 | 32.4753 | 0 | 64.2237 | 138.2278 | 69.1139 | 69.1139 | 138.2278 | 0 | 159.2257 | 89.4917 | 102.9611 | 114.1167 | 120.0703
6 | HO Deprciation |  | 1.7017 | 0.36264 | 0.36264 | 0 | 1.6792 | 0.41005 | 0.41005 | 0 | 1.6792 | 0.43975 | 0.21104 | 0.22871 | 0.43975 | 0 | 0.41005 | 0.41005 | 0.41005 | 0.41005 | 0.41005
7 | Interest on Loan Capital | Form 6 | 5.8745 | 7.0719 | 7.0719 | 0 | 18.655 | 9.3596 | 9.3596 | 0 | 31.3667 | 25.9378 | 12.9689 | 12.9689 | 25.9378 | 0 | 39.9626 | 44.9457 | 58.6921 | 66.5233 | 66.1537
8 | Interest on Loan Capital - HO Assets |  |  | 0.0016673 | 0.0016673 |  |  | 0.0030057 | 0.0030057 |  |  | 0.010924 | 0.0054619 | 0.0054619 | 0.010924 |  | 0.016309 | 0.016946 | 0.020852 | 0.022937 | 0.022405
9 | Interest on Working Capital | Form 2.4 | 61.9619 | 52.5343 | 106.1213 | 53.587 | 69.7979 | 71.8821 | 128.0213 | 56.1391 | 71.1097 | 92.1923 | 46.0962 | 46.0962 | 92.1923 | 0 | 76.2445 | 79.2578 | 84.9496 | 88.6064 | 92.4469
10 | Interest on Working Capital - ECS | [10 empty] | 1.3712 |  | 1.3712 | 1.3712 | 0 | 4.8937 | 5.3145 | 5.3028 | 5.3187 | 5.3208
11 | Other Expenses | Form 10 | 28.9246 | 28.2946 | 28.2946 | 0 | 28.9246 | 30.2736 | 30.2736 | 0 | 28.9246 | 17.4603 | 8.7302 | 8.7302 | 17.4603 | 0 | 30.2736 | 30.2736 | 30.2736 | 30.2736 | 30.2736
12 | Income Tax | Form 12 |  | 0 | 0 | 0 |  | 0 | 0 | 0 |  | 0 | 0 | 0 | 0 | 0 | 0 | 0 | 0 | 0 | 0
13 | Total Revenue Expenditure |  | 2312.486 | 1961.3725 | 2370.2499 | 408.8773 | 2628.8227 | 2005.382 | 2347.3297 | 341.9477 | 2667.4858 | 2481.5826 | 1256.1289 | 1364.7934 | 2620.9223 | 139.3397 | 3013.3339 | 3098.1122 | 3336.4191 | 3460.216 | 3602.7527
14 | Add: Return on Equity Capital | Form 7 | 138.6238 | 142.2529 | 142.2529 | 0 | 148.4287 | 141.7492 | 141.7492 | 0 | 159.3937 | 156.7099 | 78.3549 | 78.3549 | 156.7099 | 0 | 192.62 | 204.164 | 219.6128 | 231.9824 | 239.5173
15 | Add: Return on Equity Capital - HO Assets |  |  | 0.026268 | 0.026268 |  |  | 0.029857 | 0.029857 |  |  | 0.036384 | 0.018192 | 0.018192 | 0.036384 |  | 0.037939 | 0.03766 | 0.03845 | 0.039067 | 0.039086
16 | Less: Non-Tariff Income | Form 11 | 28.9359 | -0.68824 | -0.68824 | 0 | 13.2738 | 4.3632 | 4.3632 | 0 | 13.2738 | 4.3632 | 2.1816 | 2.1816 | 4.3632 | 0 | 4.3632 | 4.3632 | 4.3632 | 4.3632 | 4.3632
17 | Aggregate Revenue Requirement |  | 2422.174 | 2104.34 | 2513.2173 | 408.8773 | 2763.9777 | 2142.7979 | 2484.7455 | 341.9477 | 2813.6057 | 2633.9657 | 1332.3204 | 1440.985 | 2773.3054 | 139.3397 | 3201.6287 | 3297.9507 | 3551.7072 | 3687.8743 | 3837.9459
Note: * - In case MTR Order is yet to be issued, then MYT Order values to be captured under this column
[5 empty] | 0 |  |  |  | 0

## F1.1
Maharashtra State Power Generation Company Ltd. | [8 empty] | Maharashtra State Power Generation Company Ltd.
MYT Petition Formats for Khaperkheda Unit 1-4 | [8 empty] | MYT Petition Formats for Khaperkheda Unit 1-4
Form 1.1: Summary of Tariff Proposal | [8 empty] | Form 1.1: Summary of Tariff Proposal
Sr. No. | Particulars | FY 2022-23 |  |  | FY 2023-24 |  |  | FY 2024-25 |  |  | Ensuing Years |  |  |  |  | Remarks
|  | MTR Order* | To be approved | Actual | MTR Order* | To be approved | Actual | MTR Order* | To be approved | Provisional | FY 2025-26 | FY 2026-27 | FY 2027-28 | FY 2028-29 | FY 2029-30
[11 empty] | Projected | Projected | Projected | Projected | Projected
1 | Capacity (Fixed) Charges (Rs. Crore) | 587.392 | 638.7789 | 733.4354 | 676.9599 | 680.4835 | 845.6125 | 722.1202 | 842.5743 | 896.8858 | 952.9198 | 923.494 | 1076.0296 | 1135.358 | 1175.3072
2 | Energy Charge Rate ex-bus (Rs./kWh) | 3.8706 | 3.7637 | 4.6242 | 4.197 | 3.4826 | 3.9379 | 4.2175 | 3.5875 | 3.7917 | 3.8974 | 4.0922 | 4.2968 | 4.452 | 4.6746
3 | Other Charges (Rs./kWh)
Note:
* As approved in MTR Order; in case MTR Order is not issued, then MYT Order values to be considered
To be submitted separately for each Unit/Station for which Tariff is to be determined separately

## F2.1
Maharashtra State Power Generation Company Ltd. | [11 empty] | Maharashtra State Power Generation Company Ltd.
MYT Petition Formats for Khaperkheda Unit 1-4 | [11 empty] | MYT Petition Formats for Khaperkheda Unit 1-4
Form 2.1: Operational Parameters for Thermal Generation | [11 empty] | Form 2.1: Operational Parameters for Thermal Generation
Sr. No. | Particulars | Units | FY 2022-23 |  |  |  | FY 2023-24 |  |  |  | FY 2024-25 | [5 empty] | Ensuing Years |  |  |  |  | Remarks
|  |  | MTR Order* | To be approved | April-March (Audited ) | True-Up requirement | MTR Order* | To be approved | April-March (Audited ) | True-Up requirement | MTR Order* | To be approved | Apr-Sep (Actual) | Oct-Mar (Estimated) | April - March (Estimated) | Provisional True-Up requirement | FY 2025-26 | FY 2026-27 | FY 2027-28 | FY 2028-29 | FY 2029-30
|  |  | (a) | (b) | (c ) | (d) = (c) - (b) | (e) | (f) | (g) | (h) = (g) - (f) | (i) | (j) | (k) | (l) | (m) = (k)+(l) | (n) = (m) - (j) | Projected | Projected | Projected | Projected | Projected
1 | Total Capacity | MW | 840 | 840 | 840 | 840 | 840 | 840 | 840 | 840 | 840 | 840 | 840 | 840 | 840 | 840 | 840 | 840 | 840 | 840 | 840
2 | Type of Thermal Generating Station (Pithead/Non-Pithead) |  | Coal Based | Coal Based | Coal Based | Coal Based |  | Coal Based | Coal Based | Coal Based | Coal Based | Coal Based | Coal Based | Coal Based | Coal Based | Coal Based | Coal Based | Coal Based | Coal Based | Coal Based | Coal Based
2 | Availability
2.1 | Target Availability for full recovery of AFC | % | 85% | 85% | 85% | 0% | 85% | 85% | 85% | 0% | 80% | 85% | 85% | 85% | 85% | 0% | 75% | 75% | 75% | 75% | 75%
2.2 | Actual/Estimated/Projected Availability | % |  | 63.63% | 63.63% | 0% |  | 65.54% | 65.54% | 0% |  | 71.95% | 73.93% | 73.54% | 71.95% | 0% | 75.04% | 75.04% | 75.04% | 75.04% | 75.04%
2.2.1 | In High Demand Season
| Peak Hours | % |  |  | 69.86% | 69.86% |  |  | 73.65% | 73.65% |  |  | 0% | 0% | 0% |  | 0% | 0% | 0% | 0% | 0%
| Off-Peak Hours | % |  |  | 68.56% | 68.56% |  |  | 73.69% | 73.69% |  |  | 0% | 0% | 0% |  | 0% | 0% | 0% | 0% | 0%
2.2.2 | In Low Demand Season
| Peak Hours | % |  |  | 61.45% | 61.45% |  |  | 63.08% | 63.08% |  |  | 0% | 0% | 0% |  | 0% | 0% | 0% | 0% | 0%
| Off-Peak Hours | % |  |  | 62.01% | 62.01% |  |  | 62.75% | 62.75% |  |  | 0% | 0% | 0% |  | 0% | 0% | 0% | 0% | 0%
3 | Plant Load Factor (PLF)
3.1 | Target PLF for Incentive | % | 85% | 85% | 85% | 0% | 85% | 85% | 85% | 0% | 85% | 85% | 85% | 85% | 85% | 0% | 85% | 85% | 85% | 85% | 85%
3.2 | Actual/Estimated/Projected PLF | % | 67.23% | 58.69% | 58.69% | 0% | 74.63% | 62.74% | 62.74% | 0% | 74.63% | 71.95% | 71.95% | 73.54% | 71.95% | 0% | 75.04% | 75.04% | 75.04% | 75.04% | 75.04%
3.3 | Scheduled PLF | % |  |  |  | 0% |  |  |  | 0% |  |  |  |  | 0%
4 | Gross Generation
4.1 | Actual/Estimated/Projected Gross Generation | MU | 5249.5404 | 4336.604 | 4336.604 | 0 | 5506.7847 | 4676.31 | 4676.31 | 0 | 5491.7388 | 5294.1015 | 2581.042 | 2713.0595 | 5294.1015 | 0 | 5521.4665 | 5521.7541 | 5521.7541 | 5521.9467 | 5521.9467
4.2 | Scheduled Gross Generation | MU |  | 6254.64 |  |  |  | 6271.776 |  |  |  | 0 | 0 | 0 | 0 | 0 | 0 | 0 | 0 | 0 | 0
5 | Auxiliary Consumption
5.1 | Normative Auxiliary Energy Consumption Base | % | 9.7% | 10.21% | 10.21% |  | 9.7% | 10.21% | 10.21% | 0% | 9.7% | 10.21% | 0% | 0% | 0% | -10.21% | 10.21% | 10.21% | 10.21% | 10.21% | 10.21%
5.2 | Normative Auxiliary Energy Consumption with FGD | % | [5 empty] | 0% |  | 0% |  | 0% |  |  |  |  | 0% | 0% | 0% | 0% | 0%
| Normative Additional Aux: Selective Catalytic Reduction system | % | [5 empty] | 0% |  |  |  | 0%
| Normative Additional Aux: Total | % | 9.7% | 10.21% |  |  | 9.7% | 10.21% |  |  | 9.7%
5.3 | Actual/Estimated/Projected Auxiliary Energy Consumption Base | % |  | 10.21% | 11.25% | 1.039% |  | 10.21% | 10.99% | 0.7811% |  | 10.21% | 11.23% | 10.21% | 10.81% | 0.5994% | 10.21% | 10.21% | 10.21% | 10.21% | 10.21%
5.4 | Actual/Estimated Auxiliary Energy Consumption with FGD | % |  | 0% | 0% | 0% |  | 0% | 0% | 0% | [6 empty] | 0% | 0% | 0% | 0% | 0%
| Actual/Estimated Additional Aux: Selective Catalytic Reduction system | % |  | 0% | 0% | 0% |  | 0% | 0% | 0%
| Actual/Estimated Additional Aux: Total |  |  | 10.21% | 11.25% | 1.039% |  | 10.21% | 10.99% | 0.7811% |  | 10.21% | 11.23% | 10.21% | 10.81% |  | 10.21% | 10.21% | 10.21% | 10.21% | 10.21%
5.5 | Actual/Estimated/Projected/Normative Auxiliary Energy Consumption Base | MU | 0 | 442.7673 | 487.837 | 45.0697 |  | 477.4513 | 513.98 | 36.5287 |  | 540.5278 | 289.8328 | 277.0034 | 566.8362 | 26.3084 | 563.7417 | 563.7711 | 563.7711 | 563.7908 | 563.7908
| Actual/Estimated/Normative Auxiliary Energy Consumption with FGD | MU |  | 0 | 0 | 0 |  | 0 | 0 | 0 |  | 0 | 0 | 0 | 0 | 0 | 0 | 0 | 0 | 0 | 0
| Actual/Estimated/Normative Additional Aux: Selective Catalytic Reduction system | MU |  | 0 | 0 | 0 |  | 0 | 0 | 0 |  | 0 | 0 | 0 | 0 | 0 | 0 | 0 | 0 | 0 | 0
5.6 | Actual/Estimated/Normative Additional Aux: Total | MU |  | 442.7673 | 487.837 | 45.0697 |  | 477.4513 | 513.98 | 36.5287 |  | 540.5278 | 289.8328 | 277.0034 | 566.8362 | 26.3084 | 563.7417 | 563.7711 | 563.7711 | 563.7908 | 563.7908
6 | Net Generation |  |  |  |  | 85%
6.1 | Actual/Estimated/Projected Net Generation | MU | 4740.335 | 3893.8367 | 3848.767 | -45.0697 | 4972.6266 | 4198.8587 | 4162.33 | -36.5287 | 4959.0402 | 4753.5738 | 2291.2092 | 2436.0562 | 4727.2654 | -26.3084 | 4957.7248 | 4957.983 | 4957.983 | 4958.156 | 4958.156
6.2 | Scheduled Net Generation | MU |  |  |  | 0 |  |  |  | 0 |  |  |  |  | 0 | 0
7 | Gross Station Heat Rate
7.1 | Normative Gross Station Heat Rate | kcal/kWh | 2630 | 2630 |  |  | 2630 | 2630 |  |  | 2630 | 2630 |  |  | 0 | -2630 | 0 | 0 | 0 | 0 | 0
7.2 | Actual/Projected Gross Station Heat Rate | kcal/kWh |  |  | 2725.638 | 95.638 |  |  | 2787.8335 | 157.8335 |  |  | 2682.7814 | 2630 | 2682.4959 | 2682.4959 | 2630 | 2630 | 2630 | 2630 | 2630
8 | Secondary Fuel Oil Consumption
8.1 | Normative Secondary Fuel Oil Consumption | ml/kWh | 1.2 | 1.2 |  |  | 1.2 | 0 | 0 | 0 | 1.2 | 1.2 | 0 | 0 | 0 | -1.2 | 0 | 0 | 0 | 0 | 0
8.2 | Actual/Projected Secondary Fuel Oil Consumption | ml/kWh |  |  | 4.91 | 3.71 |  | 0 | 2.534 | 2.534 |  | 1.2 | 2.0246 | 1.2 | 1.7042 | 0.5042 | 1.2 | 1.2 | 1.2 | 1.2 | 1.2
9 | Transit Loss
9.1 | Normative Transit Loss | % | 0.8% | 0.8% |  |  | 0.8% | 0.8% |  |  |  | 0% |  |  |  |  | 0% | 0% | 0% | 0% | 0%
9.2 | Actual/Projected Transit Loss | % |  |  | 1.86% | 1.06% |  |  | 2.11% | 1.31% |  |  | 0.2349% | 0.8% | 0.5175% | 0.5175% | 0.8% | 0.8% | 0.8% | 0.8% | 0.8%

## F2.2
Maharashtra State Power Generation Company Ltd. | [11 empty] | Maharashtra State Power Generation Company Ltd.
MYT Petition Formats for Khaperkheda Unit 1-4 | [11 empty] | MYT Petition Formats for Khaperkheda Unit 1-4
Form 2.2: Energy Charges for Thermal Generation | [11 empty] | Form 2.2: Energy Charges for Thermal Generation
Sr. No. | Particulars | Units | FY 2022-23 |  |  |  | FY 2023-24 |  |  |  | FY 2024-25 | [5 empty] | Ensuing Years |  |  |  |  | Remarks
|  |  | MTR Order* | To be approved | Apr-Mar (Audited) | True-Up requirement | MTR Order* | To be approved | April-March (Audited ) | True-Up requirement | MTR Order* | To be approved | Apr-Sep (Actual) | Oct-Mar (Estimated) | April - March (Estimated) | Provisional True-Up requirement | FY 2025-26 | FY 2026-27 | FY 2027-28 | FY 2028-29 | FY 2029-30
|  |  | (a) | (b) | (c ) | (d) = (c) - (b) | (e) | (f) | (g) | (h) = (g) - (f) | (i) | (j) | (k) | (l) | (m) = (k)+(l) | (n) = (m) - (j) | Projected | Projected | Projected | Projected | Projected
1 | Operational Parameters
1.1 | Total Capacity | MW | 840 | 840 | 840 | 840 | 840 | 840 | 840 | 840 | 840 | 840 | 840 | 840 | 840 | 840 | 840 | 840 | 840 | 840 | 840
1.2 | Target Availability for full recovery of AFC | % | 85% | 85% | 85% | 0% | 85% | 85% | 85% | 0% | 80% | 85% | 85% | 85% | 85% | 0% | 75% | 75% | 75% | 75% | 75%
1.3 | Actual/Estimated/Projected Availability | % |  | 63.63% | 63.63% | 0% |  | 65.54% | 65.54% | 0% |  | 71.95% | 73.93% | 73.54% | 71.95% | 0% | 75.04% | 75.04% | 75.04% | 75.04% | 75.04%
1.3.1 | In High Demand Season
| Peak Hours | % |  | 69.86% | 69.86% | 0% |  |  | 73.65% | 73.65% |  |  |  |  | 0%
| Off-Peak Hours | % |  | 68.56% | 68.56% | 0% |  |  | 73.69% | 73.69% |  |  |  |  | 0%
1.3.2 | In Low Demand Season
| Peak Hours | % |  | 61.45% | 61.45% | 0% |  |  | 63.08% | 63.08% |  |  |  |  | 0%
| Off-Peak Hours | % |  | 62.01% | 62.01% | 0% |  |  | 62.75% | 62.75% |  |  |  |  | 0%
1.4 | Target PLF for Incentive | % | 85% | 85% | 85% | 0% | 85% | 85% | 85% | 0% | 85% | 85% |  |  | 85% |  | 85% | 85% | 85% | 85% | 85%
1.5 | Actual/Estimated/Projected PLF | % |  | 58.69% | 58.69% | 0% |  | 62.74% | 62.74% | 0% |  | 71.95% | 83.12% | 73.54% | 71.95% | 0% | 75.04% | 75.04% | 75.04% | 75.04% | 75.04%
1.6 | Scheduled PLF | % |  |  |  | 0% |  |  |  | 0%
1.7 | Actual/Estimated/Projected Gross Generation | MU | 5249.5404 | 4336.604 | 4336.604 | 0 |  | 4676.31 | 4676.31 | 0 |  | 5294.1015 | 2581.042 | 2713.0595 | 5294.1015 | 0 | 5521.4665 | 5521.7541 | 5521.7541 | 5521.9467 | 5521.9467
1.8 | Scheduled Gross Generation | MU |  | 6254.64 |  |  |  | 6271.776 |  |  |  | 0 | 0 | 0 | 0 | 0
1.9 | Normative Auxiliary Energy Consumption (Base) | % | 9.7% | 10.21% |  |  | 9.7% | 10.21% |  |  | 9.7% | 10.21% |  |  |  |  | 10.21% | 10.21% | 10.21% | 10.21% | 10.21%
1.1 | Normative Auxiliary Energy Consumption with FGD | % | [14 empty] | 0% | 0% | 0% | 0% | 0%
1.11 | Normative Additional Aux: Selective Catalytic Reduction system | % | [14 empty] | 0.2% | 0.2% | 0.2% | 0.2% | 0.2%
1.12 | Normative Aux COnsumption: Total | % | 9.7% | 10.21% |  |  | 9.7% | 10.21% |  |  | 9.7% | 10.21% |  |  |  |  | 10.41% | 10.41% | 10.41% | 10.41% | 10.41%
1.11 | Actual/Estimated/Projected Auxiliary Energy Consumption - Base | % |  |  | 11.25% | 11.25% |  |  | 10.99% | 10.99% |  |  | 11.23% | 10.21% | 10.81% | 10.81% | 10.21% | 10.21% | 10.21% | 10.21% | 10.21%
1.12 | Actual/Estimated/Projected Auxiliary Energy Consumption with FGD | % |  |  |  | 0% |  |  |  | 0% |  |  |  | 0% | 0% | 0% | 0% | 0% | 0% | 0% | 0%
| Actual/Estimated/Projected: Selective Catalytic Reduction system | % |  |  |  | 0% |  |  |  | 0% |  |  |  | 0.2% | 0.2% | 0.2% | 0.2% | 0.2% | 0.2% | 0.2% | 0.2%
| Actual/Projected Auxiliary Energy Consumption - Total | % |  |  | 11.25% | 11.25% |  |  | 10.99% | 10.99% |  |  | 11.23% | 10.41% | 11.01% | 11.01% | 10.41% | 10.41% | 10.41% | 10.41% | 10.41%
| Actual/Estimated/Projected Auxiliary Energy Consumption - Base | MU | 509.2054 | 442.7673 | 487.837 | 45.0697 |  | 477.4513 | 513.98 | 36.5287 |  | 540.5278 | 289.8328 | 277.0034 | 572.2623 | 31.7345 | 563.7417 | 563.7711 | 563.7711 | 563.7908 | 563.7908
1.14 | Actual/Normative/Projected Auxiliary Energy Consumption with FGD | MU | 0 | 0 | 0 | 0 |  | 0 | 0 | 0 |  | 0 | 0 | 0 | 0 | 0 | 0 | 0 | 0 | 0 | 0
| Actual/Estimated/Projected: Selective Catalytic Reduction system | MU | 0 | 0 | 0 | 0 |  | 0 | 0 | 0 |  | 0 | 0 | 5.4261 | 5.4261 | 5.4261 | 11.0429 | 11.0435 | 11.0435 | 11.0439 | 11.0439
1.13 | Actual/normative/Projected Auxiliary Energy Consumption - Total | MU | 509.2054 | 442.7673 | 487.837 | 45.0697 | 0 | 477.4513 | 513.98 | 36.5287 | 0 | 540.5278 | 289.8328 | 282.4295 | 572.2623 | 37.1606 | 574.7847 | 574.8146 | 574.8146 | 574.8347 | 574.8347
1.15 | Actual/Normative/Estimated/Projected Net Generation | MU | 4740.335 | 3893.8367 | 3848.767 | -45.0697 | 0 | 4198.8587 | 4162.33 | -36.5287 | 0 | 4753.5738 | 2291.2092 | 2430.63 | 4721.8392 | -37.1606 | 4946.6819 | 4946.9395 | 4946.9395 | 4947.1121 | 4947.1121
1.16 | Scheduled Net Generation | MU |  | 0 | 0 | 0 |  | 0 | 0 | 0 |  | 0 |  |  | 0 | 0
1.17 | Normative Gross Station Heat Rate | kcal/kWh | 2630 | 2630 |  |  | 2630 | 2630 |  |  | 2630 | 2630 |  |  |  |  | 0 | 0 | 0 | 0 | 0
1.18 | Actual/Estimated/Projected Gross Station Heat Rate | kcal/kWh |  |  | 2725.638 | 95.638 |  |  | 2787.8335 | 157.8335 |  |  | 2682.7814 | 2630 | 2682.4959 | 52.4959 | 2630 | 2630 | 2630 | 2630 | 2630
1.19 | Normative Secondary Fuel Oil Consumption | ml/kWh | 1.2 | 1.2 |  |  | 1.2 | 1.2 |  |  | 1.2 | 1.2 |  |  |  | -1.2 | 0 | 0 | 0 | 0 | 0
1.2 | Actual/Estimated/Projected Secondary Fuel Oil Consumption | ml/kWh |  |  | 4.91 | 3.71 |  |  | 2.534 | 1.334 |  |  | 2.0246 | 1.2 | 1.7042 | 0.5042 | 1.2 | 1.2 | 1.2 | 1.2 | 1.2
1.21 | Normative Transit Loss | % | 0.8% | 0.8% |  |  | 0.8% | 0.8%
1.22 | Actual/Estimated/Projected Transit Loss | % |  |  | 1.86% | 1.06% |  |  | 2.11% | 1.31% |  |  | 0.2349% | 0.8% | 0.5175% | 0.5175% | 0.8% | 0.8% | 0.8% | 0.8% | 0.8%
2 | Fuel Parameters (for each primary and secondary fuel)
2.1 | Calorific Value (As billed)
2.1.1 | Fuel 1-coal | kcal/unit | 3828.7279 | 3907 | 3907 | 0 |  | 3907 | 3907 | 0 |  | 3892.2336 | 3877.5756 | 3907 | 3892.2336 | 0 | 3986.4449 | 3986.4449 | 3986.4449 | 3986.4449 | 3986.4449
2.1.2 | Fuel 2-Imported Coal | kcal/unit | 4590.8013 | 5164 | 5164 | 0 |  | 4721 | 4721 | 0 |  | 4679.2335 | 4654.1249 | 4721 | 4679.2335 | 0 | 4685.8524 | 4685.8524 | 4685.8524 | 4685.8524 | 4685.8524
2.1.3 | Fuel 3-Washed Coal | kcal/unit | 3478.9381 | 3754 | 3754 | 0 |  | 3754 | 3754 | 0 |  | 3630.5853 | 3422.5627 | 3754 | 3630.5853 | 0 | 3565.7465 | 3565.7465 | 3565.7465 | 3565.7465 | 3565.7465
2.1.4 | Fuel 4 - GP II | kcal/unit | [14 empty] | 3350 | 3350 | 3350 | 3350 | 3350
2.1.5 | Fuel 5 - Biomass Pellets | kcal/unit | [14 empty] | 0 | 0 | 0 | 0 | 0
2.1.6 | Fuel 3-FO | kcal/unit | 64073.9849 | 10369 | 10369 | 0 |  | 10160 | 10160 | 0 |  | 10173.8515 | 10182.7376 | 10160 | 10173.8515 | 0 | 10160 | 10160 | 10160 | 10160 | 10160
2.1.7 | Fuel 4-LDO | kcal/unit | 65487.1191 | 10667 | 10667 | 0 |  | 10614 | 10614 | 0 |  | 10691.6517 | 10734.3582 | 10614 | 10691.6517 | 0 | 10614 | 10614 | 10614 | 10614 | 10614
2.1.8 | Fuel 6-LSHS | kcal/unit |  | 0 | 0 | 0 |  | 0 | 0 | 0 |  | 0 | 0 | 0 | 0 | 0 | 0 | 0 | 0 | 0 | 0
2.1.9 | Fuel 7-HSD | kcal/unit |  | 0 | 0 | 0 |  | 0 | 0 | 0 |  | 0 | 0 | 0 | 0 | 0 | 0 | 0 | 0 | 0 | 0
2.2 | Calorific Value (As received)
2.2.1 | Fuel 1-coal | kcal/unit | 3228.7279 | 3307 | 3126 | -181 |  | 3257 | 3155 | -102 |  | 3242.2336 | 3030.7385 | 3257 | 3143.4524 | -98.7812 | 3236.4449 | 3236.4449 | 3236.4449 | 3236.4449 | 3236.4449
2.2.2 | Fuel 2-Imported Coal | kcal/unit | 4590.8013 | 4716 | 4716 | 0 |  | 4721 | 4721 | 0 |  | 4679.2335 | 4654.1249 | 4721 | 4679.2335 | 0 | 4685.8524 | 4685.8524 | 4685.8524 | 4685.8524 | 4685.8524
2.2.3 | Fuel 3-Washed Coal | kcal/unit | 4029.1586 | 3899 | 3899 | 0 |  | 3762 | 3762 | 0 |  | 3456.0865 | 3459.6033 | 3454 | 3456.0865 | 0 | 3265.7465 | 3265.7465 | 3265.7465 | 3265.7465 | 3265.7465
2.2.4 | Fuel 4 - GP II | kcal/unit | [14 empty] | 3350 | 3350 | 3350 | 3350 | 3350
2.2.5 | Fuel 5 - Biomass Pellets | kcal/unit | [14 empty] | 0 | 0 | 0 | 0 | 0
2.2.6 | Fuel 3-FO | kcal/unit | 64073.9849 | 10369 | 10369 | 0 |  | 10160 | 10160 | 0 |  | 10173.8515 | 10182.7376 | 10160 | 10173.8515 | 0 | 10160 | 10160 | 10160 | 10160 | 10160
2.2.7 | Fuel 4-LDO | kcal/unit | 65487.1191 | 10667 | 10667 | 0 |  | 10614 | 10614 | 0 |  | 10691.6517 | 10734.3582 | 10614 | 10691.6517 | 0 | 10614 | 10614 | 10614 | 10614 | 10614
2.2.8 | Fuel 6-LSHS | kcal/unit |  | 0 | 0 | 0 |  | 0 | 0 | 0 |  | 0 | 0 | 0 | 0 | 0 | 0 | 0 | 0 | 0 | 0
2.2.9 | Fuel 7-HSD | kcal/unit |  | 0 | 0 | 0 |  | 0 | 0 | 0 |  | 0 | 0 | 0 | 0 | 0 | 0 | 0 | 0 | 0 | 0
2.3 | Calorific Value (As Fired) Raw+Washed | kcal/unit |  | 3350.5885 | 2995 | -355.5885 |  | 3186.8179 | 3081.6721 | -105.1457 |  | 3138.4065 | 2935.6223 | 3154.6248 | 3046.7716 | -91.6349 | 3237.8997 | 3237.895 | 3237.895 | 3236.0004 | 3236.0004
| Calorific Value (As Fired) imported | [6 empty] | 4601 | 4517 |  |  | 4560.4479 | 4536.0693 | 4601 | 4560.4479
2.4 | Actual stacking loss | kcal/unit |  | 120 | 328.5742 | 208.5742 |  | 188.5104 | 205.1293 | 16.6189 |  | 204.0824 | 234.2894 | 182.9185 | 206.9352 | 2.8529 | 85 | 85 | 85 | 85 | 85
2.5 | Landed Fuel Price per unit
2.5.1 | Fuel 1-coal | Rs/unit | 3500.6488 | 3405.6509 | 3439.9662 | 34.3153 |  | 3357.948 | 3401.263 | 43.315 |  | 3310.1778 | 3219.7613 | 3401.263 | 3310.1778 | 0 | 3470.9724 | 3644.521 | 3826.7471 | 4018.0844 | 4218.9887
2.5.2 | Fuel 2-Imported Coal | Rs/unit | 16130.0734 | 15272.6052 | 15272.6052 | 0 |  | 12283.8028 | 12283.8028 | 0 |  | 12230.9011 | 12199.0983 | 12283.8028 | 12230.9011 | 0 | 13426.5459 | 14097.8732 | 14802.7669 | 15542.9052 | 16320.0505
2.5.3 | Fuel 3-Washed Coal | Rs/unit | 4124.0103 | 3932.87 | 3932.87 | 0 |  | 3516.4711 | 3516.4711 | 0 |  | 3860.7795 | 4441.131 | 3516.4711 | 3860.7795 | 0 | 4416.6474 | 4637.4797 | 4869.3537 | 5112.8214 | 5368.4625
2.5.4 | Fuel 4 - GP II | Rs/unit | [14 empty] | 0 | 0 | 0 | 0 | 0
2.5.5 | Fuel 5 - Biomass Pellets | Rs/unit | [14 empty] | 0 | 0 | 0 | 0 | 0
2.5.6 | Fuel 3-FO | Rs/unit | 64073.9849 | 59339.1315 | 59339.1315 | 0 |  | 53711.1048 | 53711.1048 | 0 |  | 56704.2968 | 58624.5118 | 53711.1048 | 56704.2968 | 0 | 72097.9264 | 75702.8227 | 79487.9638 | 83462.362 | 87635.4801
2.5.7 | Fuel 4-LDO | Rs/unit | 65487.1191 | 69723.1843 | 69723.1843 | 0 |  | 75824.2237 | 75824.2237 | 0 |  | 76316.6939 | 76587.5403 | 75824.2237 | 76316.6939 | 0 | 78387.8994 | 82307.2943 | 86422.659 | 90743.792 | 95280.9816
2.5.8 | Fuel 6-LSHS | Rs/unit |  | 0 | 0 | 0 |  | 0 | 0 | 0 |  | 0 | 0 | 0 | 0 | 0 | 0 | 0 | 0 | 0 | 0
2.5.9 | Fuel 7-HSD | Rs/unit |  | 0 | 0 | 0 |  | 0 | 0 | 0 |  | 0 | 0 | 0 | 0 | 0 | 0 | 0 | 0 | 0 | 0
3 | Fuel Consumption and Heat Contribution (for each fuel separately)
3.1 | Specific Fuel Consumption
3.1.1 | Fuel 1-coal | unit/kWh |  | 0.63475 | 0.72635 | 0.091599 |  | 0.68994 | 0.75305 | 0.063108 |  | 0.70832 | 0.76549 | 0.72289 | 0.74366 | 0.035338 | 0.61778 | 0.61779 | 0.61779 | 0.66911 | 0.66911
3.1.2 | Fuel 2-Imported Coal | unit/kWh |  | 0.050152 | 0.057389 | 0.0072372 |  | 0.03897 | 0.041896 | 0.0029261 |  | 0.048386 | 0.063133 | 0.036107 | 0.049283 | 0.00089752 | 0.045278 | 0.045275 | 0.045275 | 0.045274 | 0.045274
3.1.3 | Fuel 3-Washed Coal | unit/kWh |  | 0.096585 | 0.11052 | 0.013938 |  | 0.075511 | 0.082418 | 0.0069069 |  | 0.055754 | 0.044295 | 0.071029 | 0.057995 | 0.0022414 | 0.14525 | 0.14524 | 0.14524 | 0.094387 | 0.094387
3.1.4 | Fuel 4 - GP II | unit/kWh | [14 empty] | 0 | 0 | 0 | 0 | 0
3.1.5 | Fuel 5 - Biomass Pellets | unit/kWh | [14 empty] | 0 | 0 | 0 | 0 | 0
3.1.6 | Fuel 3-FO | unit/kWh |  | 1.131 | 4.6277 | 3.4967 |  | 1.1306 | 2.3875 | 1.2569 |  | 1.124 | 1.8894 | 1.1531 | 1.512 | 0.388 | 1.2734 | 1.2733 | 1.2733 | 1.2774 | 1.2774
3.1.7 | Fuel 4-LDO | unit/kWh |  | 0.068955 | 0.28213 | 0.21318 |  | 0.069369 | 0.14648 | 0.077114 |  | 0.075958 | 0.13522 | 0.070747 | 0.10218 | 0.02622 | 0.078129 | 0.078125 | 0.078125 | 0.078372 | 0.078372
3.1.8 | Fuel 6-LSHS | unit/kWh |  | 0 | 0 | 0 |  | 0 | 0 | 0 |  | 0 | 0 | 0 | 0 | 0 | 0 | 0 | 0 | 0 | 0
3.1.9 | Fuel 7-HSD | unit/kWh |  | 0 | 0 | 0 |  | 0 | 0 | 0 |  | 0 | 0 | 0 | 0 | 0 | 0 | 0 | 0 | 0 | 0
3.2 | Total Fuel Consumption
3.2.1 | Fuel 1-coal | unit |  | 2752648.4281 | 3149875.13 | 397226.7019 |  | 3226370.9974 | 3521481.53 | 295110.5326 |  | 3749921.9937 | 1975755.21 | 1961250.765 | 3937005.975 | 187083.9813 | 3411048.0597 | 3411288.0597 | 3411288.0597 | 3694788.0597 | 3694788.0597
3.2.2 | Fuel 2-Imported Coal | unit |  | 217487.8936 | 248872.94 | 31385.0464 |  | 182237.4732 | 195920.61 | 13683.1368 |  | 256158.7538 | 162950 | 97960.305 | 260910.305 | 4751.5512 | 250000 | 250000 | 250000 | 250000 | 250000
3.2.3 | Fuel 3-Washed Coal | unit |  | 418849.2858 | 479292.21 | 60442.9242 |  | 353113.4666 | 385412.14 | 32298.6734 |  | 295167.4387 | 114327.8 | 192706.07 | 307033.87 | 11866.4313 | 802000 | 802000 | 802000 | 521200 | 521200
3.2.4 | Fuel 4 - GP II | unit
3.2.5 | Fuel 5 - Biomass Pellets | unit
3.2.6 | Fuel 3-FO | unit |  | 4904.8937 | 20068.605 | 15163.7113 |  | 5287.181 | 11164.67 | 5877.489 |  | 5950.7903 | 4876.503 | 3128.4107 | 8004.9137 | 2054.1234 | 7031.0571 | 7031.0571 | 7031.0571 | 7053.5321 | 7053.5321
3.2.7 | Fuel 4-LDO | unit |  | 299.0311 | 1223.5 | 924.4689 |  | 324.391 | 685 | 360.609 |  | 402.1315 | 349 | 191.9413 | 540.9413 | 138.8098 | 431.3853 | 431.3853 | 431.3853 | 432.7642 | 432.7642
3.2.8 | Fuel 6-LSHS | unit |  | 0 | 0 | 0 |  | 0 | 0 | 0 |  | 0 | 0 | 0 | 0 | 0 | 0 | 0 | 0 | 0 | 0
3.2.9 | Fuel 7-HSD | unit |  | 0 | 0 | 0 |  | 0 | 0 | 0 |  | 0 | 0 | 0 | 0 | 0 | 0 | 0 | 0 | 0 | 0
3.3 | Heat Content (each fuel separately)
3.3.1 | Fuel 1-coal | Million kcal |  | 9222992.2874 | 9433876.0144 | 210883.7269 |  | 10281856.7578 | 10852051.4873 | 570194.7295 |  | 11768779.4224 | 5800071.0469 | 6187010.3363 | 11987081.3832 | 218301.9608 | 11044631.4671 | 11045392.7045 | 11045392.7045 | 11956335.7854 | 11956335.7854
3.3.2 | Fuel 2-Imported Coal | Million kcal |  | 728712.4446 | 745374.4553 | 16662.0107 |  | 838474.6143 | 884973.3954 | 46498.781 |  | 1168198.6613 | 739152.5 | 450715.3633 | 1189867.8633 | 21669.202 | 809474.9234 | 809473.7612 | 809473.7612 | 809000.1099 | 809000.1099
3.3.3 | Fuel 3-Washed Coal | Million kcal |  | 1403391.6183 | 1435480.169 | 32088.5506 |  | 1125308.3063 | 1187713.8504 | 62405.5441 |  | 926355.3974 | 335623.2388 | 607915.3509 | 943538.5897 | 17183.1923 | 2596795.5542 | 2596791.8258 | 2596791.8258 | 1686603.4291 | 1686603.4291
3.3.4 | Fuel 4 - GP II | Million kcal | [14 empty] | 0 | 0 | 0 | 0 | 0
3.3.5 | Fuel 5 - Biomass Pellets | Million kcal | [14 empty] | 0 | 0 | 0 | 0 | 0
3.3.6 | Fuel 3-FO | Million kcal |  | 47451.3001 | 194149.2438 | 146697.9437 |  | 50118.6687 | 105833.033 | 55714.3643 |  | 56486.1122 | 46329.1885 | 29655.0809 | 75984.2694 | 19498.1572 | 66649.3593 | 66649.3593 | 66649.3593 | 66862.4061 | 66862.4061
3.3.7 | Fuel 4-LDO | Million kcal |  | 2720.8695 | 11132.5665 | 8411.697 |  | 2936.9528 | 6201.8133 | 3264.8605 |  | 3667.4311 | 3195.5862 | 1737.7871 | 4933.3733 | 1265.9421 | 3905.6509 | 3905.6509 | 3905.6509 | 3918.1354 | 3918.1354
3.3.8 | Fuel 6-LSHS | Million kcal |  | 0 | 0 | 0 |  | 0 | 0 | 0 |  | 0 | 0 | 0 | 0 | 0 | 0 | 0 | 0 | 0 | 0
3.3.9 | Fuel 7-HSD | Million kcal |  | 0 | 0 | 0 |  | 0 | 0 | 0 |  | 0 | 0 | 0 | 0 | 0 | 0 | 0 | 0 | 0 | 0
| Total Heat Content | Million kcal |  | 11405268.52 | 11820012.4489 | 414743.9289 |  | 12298695.3 | 13036773.5794 | 738078.2794 |  | 13923487.0244 | 6924371.5604 | 7277033.9185 | 14201405.4789 | 277918.4544 | 14521456.955 | 14522213.3018 | 14522213.3018 | 14522719.866 | 14522719.866
4 | Total Fuel Cost
4.1.1 | Fuel 1-coal | Rs Crore |  | 937.4559 | 1083.5464 | 146.0905 |  | 1083.3986 | 1197.7485 | 114.3499 |  | 1241.2909 | 636.146 | 667.073 | 1303.219 | 61.9281 | 1183.9654 | 1243.2511 | 1305.4137 | 1484.597 | 1558.8269
4.1.2 | Fuel 2-Imported Coal | Rs Crore |  | 332.1607 | 380.0938 | 47.9331 |  | 223.8569 | 240.665 | 16.8081 |  | 313.3052 | 198.7843 | 120.3325 | 319.1168 | 5.8116 | 335.6636 | 352.4468 | 370.0692 | 388.5726 | 408.0013
4.1.3 | Fuel 3-Washed Coal | Rs Crore |  | 164.728 | 188.4994 | 23.7714 |  | 124.1713 | 135.5291 | 11.3577 |  | 113.9576 | 50.7745 | 67.7645 | 118.539 | 4.5814 | 354.2151 | 371.9259 | 390.5222 | 266.4803 | 279.8043
4.1.4 | Fuel 4 - GP II | Rs Crore
4.1.5 | Fuel 5 - Biomass Pellets | Rs Crore
4.1.6 | Fuel 3-FO | Rs Crore |  | 29.1052 | 119.0854 | 89.9801 |  | 28.398 | 59.9667 | 31.5686 |  | 33.7435 | 28.5883 | 16.803 | 45.3913 | 11.6478 | 50.6925 | 53.2271 | 55.8884 | 58.8704 | 61.814
4.1.7 | Fuel 4-LDO | Rs Crore |  | 2.0849 | 8.5306 | 6.4457 |  | 2.4597 | 5.194 | 2.7343 |  | 3.0689 | 2.6729 | 1.4554 | 4.1283 | 1.0594 | 3.3815 | 3.5506 | 3.7281 | 3.9271 | 4.1234
4.1.8 | Fuel 6-LSHS | Rs Crore |  | 0 | 0 | 0 |  | 0 | 0 | 0 |  | 0 | 0 | 0 | 0 | 0 | 0 | 0 | 0 | 0 | 0
4.1.9 | Fuel 7-HSD | Rs Crore |  | 0 | 0 | 0 |  | 0 | 0 | 0 |  | 0 | 0 | 0 | 0 | 0 | 0 | 0 | 0 | 0 | 0
| Total Fuel Cost | Rs Crore |  | 1465.5348 | 1779.7556 | 314.2208 |  | 1462.2846 | 1639.1032 | 176.8187 |  | 1705.3662 | 916.966 | 873.4284 | 1790.3944 | 85.0282 | 1927.9181 | 2024.4015 | 2125.6216 | 2202.4474 | 2312.5698
5 | Washery Charges
5.1 | Fuel 1-coal | Rs Crore |  | 0 |  | 0 |  | 0 |  | 0 |  | 0 |  |  | 0 | 0
5.2 | Fuel 2 | Rs Crore |  | 0 |  | 0 |  | 0 |  | 0 |  | 0 |  |  | 0 | 0
5.3 | Fuel 3 | Rs Crore |  | 0 |  | 0 |  | 0 |  | 0 |  | 0 |  |  | 0 | 0
| Total Washery Charges | Rs Crore |  | 0 | 0 | 0 |  | 0 | 0 | 0 |  | 0 | 0 | 0 | 0 | 0 | 0 | 0 | 0 | 0 | 0
6 | Third Party Sampling Charges
6.1 | Fuel 1-coal | Rs Crore |  | 0 |  |  |  | 0 |  | 0 |  | 0 |  |  | 0 | 0
6.2 | Fuel 2 | Rs Crore |  | 0 |  |  |  | 0 |  | 0 |  | 0 |  |  | 0 | 0
6.3 | Fuel 3 | Rs Crore |  | 0 |  |  |  | 0 |  | 0 |  | 0 |  |  | 0 | 0
| Total Sampling Charges | Rs Crore |  | 0 | 0 | 0 |  | 0 | 0 | 0 |  | 0 | 0 | 0 | 0 | 0 | 0 | 0 | 0 | 0 | 0
7 | Other Charges and Adjustments
7.1.1 | Other Variable Charges | Rs Crore |  | 0 | 0 | 0 |  | 0 | 0 | 0 |  | 0 |  |  | 0 | 0 | 0 | 0 | 0 | 0 | 0
7.1.2 | Other Adjustments (Pl. specify details) | Rs Crore |  | 0 | 0 | 0 |  | 0 | 0 | 0 |  | 0 |  |  | 0 | 0
7.1.3 | Siding charges | Rs Crore |  | 0 | 0 | 0 |  | 0 | 0 | 0 |  | 0 |  |  | 0 | 0
7.1.4 | Payments to railway staff | Rs Crore |  | 0 | 0 | 0 |  | 0 | 0 | 0 |  | 0 |  |  | 0 | 0
7.1.5 | Con-Other coal related costs | Rs Crore |  | 0 | 0 | 0 |  | 0 | 0 | 0 |  | 0 |  |  | 0 | 0 | 0 | 0 | 0 | 0 | 0
7.1.6 | Other coal related costs | Rs Crore |  | 0 | 0 | 0 |  | 0 | 0 | 0 |  | 0 |  |  | 0 | 0 | 0 | 0 | 0 | 0 | 0
7.1.7 | Demurrage on coal wagons | Rs Crore |  | 0 | 0 | 0 |  | 0 | 0 | 0 |  | 0 |  |  | 0 | 0 | 0 | 0 | 0 | 0 | 0
7.1.8 | Demurrage on oil wagons | Rs Crore |  | 0 | 0 | 0 |  | 0 | 0 | 0 |  | 0 |  |  | 0 | 0 | 0 | 0 | 0 | 0 | 0
7.1.9 | Other fuel cost variance A/c Dr. / Cr. | Rs Crore |  | 0 | 0 | 0 |  | 0 | 0 | 0 |  | 0 |  |  | 0 | 0 | 0 | 0 | 0 | 0 | 0
7.1.10 | Consumption High Speed Diesel Oil | Rs Crore |  | 0 | 0 | 0 |  | 0 | 0 | 0 |  | 0 |  |  | 0 | 0 | 0 | 0 | 0 | 0 | 0
7.1.11 | Consumption of Oil ( Other ) | Rs Crore |  | 0 | 0 | 0 |  | 0 | 0 | 0 |  | 0 |  |  | 0 | 0 | 0 | 0 | 0 | 0 | 0
7.1.12 | Oil handling contract charges | Rs Crore |  | 0 | 0 | 0 |  | 0 | 0 | 0 |  | 0 |  |  | 0 | 0 | 0 | 0 | 0 | 0 | 0
7.1.13 | Oil Lubricants | Rs Crore |  | 0 | 0 | 0 |  | 0 | 0 | 0 |  | 0 |  |  | 0 | 0 | 0 | 0 | 0 | 0 | 0
| Total Other Charges and Adjustments | Rs Crore |  | 0 | 0 | 0 |  | 0 | 0 | 0 |  | 0 | 0 | 0 | 0 | 0 | 0 | 0 | 0 | 0 | 0
8 | Total Cost (4+5+6+7) | Rs Crore | 1834.7819 | 1465.5348 | 1779.7556 | 314.2208 | 2087.0177 | 1462.2846 | 1639.1032 | 176.8187 | 2091.4855 | 1705.3662 | 916.966 | 873.4284 | 1790.3944 | 85.0282 | 1927.9181 | 2024.4015 | 2125.6216 | 2202.4474 | 2312.5698
9 | Energy Charge per unit (ex-bus) (8/1.16) | Rs/kWh | 3.8706 | 3.7637 | 4.6242 | 0.86049 | 4.197 | 3.4826 | 3.9379 | 0.45537 | 4.2175 | 3.5875 | 4.0021 | 3.5934 | 3.7917 | -22.8812 | 3.8974 | 4.0922 | 4.2968 | 4.452 | 4.6746
[17 empty] | 0 | 0 | 0 | 0 | 0
Working of reagent Cost
Formula |  | FY 24-25 | FY 25-26 |  |  | FY 26-27 |  |  | FY 27-28 |  |  | FY 28-29 |  |  | FY 29-30
[K x SHR x S/CVPF] x [85/LP] |  | Khaperkheda 3-4 | Khaperkheda 1-2 | Khaperkheda 3-4 | Total Khaperkheda 1-4 | Khaperkheda 1-2 | Khaperkheda 3-4 | Total Khaperkheda 1-4 | Khaperkheda 1-2 | Khaperkheda 3-4 | Total Khaperkheda 1-4 | Khaperkheda 1-2 | Khaperkheda 3-4 | Total Khaperkheda 1-4 | Khaperkheda 1-2 | Khaperkheda 3-4 | Total Khaperkheda 1-4
S. No. | Particulars
1 | SHR (kCal/kWh) | 2630 | 2630 | 2630 |  | 2630 | 2630 |  | 2630 | 2630 |  | 2630 | 2630 |  | 2630 | 2630
2 | GCV (kCal/kg) | 3239.6248 | 3322.8997 | 3322.8997 |  | 3322.895 | 3322.895 |  | 3322.895 | 3322.895 |  | 3321.0004 | 3321.0004 |  | 3321.0004 | 3321.0004
3 | CVPF (kCal/kg) | 3154.6248 | 3237.8997 | 3237.8997 |  | 3237.895 | 3237.895 |  | 3237.895 | 3237.895 |  | 3236.0004 | 3236.0004 |  | 3236.0004 | 3236.0004
4 | S (%) | 0.75% | 0.75% | 0.75% |  | 0.75% | 0.75% |  | 0.75% | 0.75% |  | 0.75% | 0.75% |  | 0.75% | 0.75%
5 | LP/SBC Purity (%) | 85% | 85% | 85% |  | 85% | 85% |  | 85% | 85% |  | 85% | 85% |  | 85% | 85%
6 | SO2 Emission norm (100/200 mg/Nm3; 600 mg/Nm3) | 600 | 600 | 600 |  | 600 | 600 |  | 600 | 600 |  | 600 | 600 |  | 600 | 600
7 | % as per SO2 Emission norm | 0.73 | 0.73 | 0.73 |  | 0.73 | 0.73 |  | 0.73 | 0.73 |  | 0.73 | 0.73 |  | 0.73 | 0.73
8 | Multiplication Factor | 26.8 | 26.8 | 26.8 |  | 26.8 | 26.8 |  | 26.8 | 26.8 |  | 26.8 | 26.8 |  | 26.8 | 26.8
9 | Design SO2 removal efficiency | 67% | 67% | 67% |  | 67% | 67% |  | 67% | 67% |  | 67% | 67% |  | 67% | 67%
10 | K | 24.5973 | 24.5973 | 24.5973 |  | 24.5973 | 24.5973 |  | 24.5973 | 24.5973 |  | 24.5973 | 24.5973 |  | 24.5973 | 24.5973
11 | Sp. Limestone consumption (g/kWh) | 15.38 | 14.9844 | 14.9844 |  | 14.9845 | 14.9845 |  | 14.9845 | 14.9845 |  | 14.9932 | 14.9932 |  | 14.9932 | 14.9932
S. No. | Reagent Cost and Requirement
1 | Gross Generation (MU) | 1356.5298 | 2299.3504 | 2760.7333 |  | 2760.8771 | 2760.8771 |  | 2760.8771 | 2760.8771 |  | 2760.9734 | 2760.9734 |  | 2760.9734 | 2760.9734
2 | Reagent | SBC | SBC | SBC |  | SBC | SBC |  | SBC | SBC |  | SBC | SBC |  | SBC | SBC
3 | Sp. Limestone consumption (g/kWh) | 14.1176 | 14.1176 | 14.1176 |  | 14.1176 | 14.1176 |  | 14.1176 | 14.1176 |  | 14.1176 | 14.1176 |  | 14.1176 | 14.1176
4 | Total Reagent Req. (T) | 19151.0084 | 32461.418 | 38975.0578 |  | 38977.0878 | 38977.0878 |  | 38977.0878 | 38977.0878 |  | 38978.4474 | 38978.4474 |  | 38978.4474 | 38978.4474
5 | Reagent Cost per Ton | 44895.46 | 44895.46 | 44895.46 |  | 44895.46 | 44895.46 |  | 44895.46 | 44895.46 |  | 44895.46 | 44895.46 |  | 44895.46 | 44895.46
6 | Total Reagent Cost (Rs.Cr) | 85.9793 | 145.737 | 174.9803 | 320.7173 | 174.9894 | 174.9894 | 349.9789 | 174.9894 | 174.9894 | 349.9789 | 174.9955 | 174.9955 | 349.9911 | 174.9955 | 174.9955 | 349.9911
S. No. | Ammonia Consumption and Cost of SCR system
1 | Gross Generation (MU) | 1356.5298 | 2299.3504 | 2760.7333 |  | 2760.8771 | 2760.8771 |  | 2760.8771 | 2760.8771 |  | 2760.9734 | 2760.9734 |  | 2760.9734 | 2760.9734
2 | Reagent | Ammonia | Ammonia | Ammonia |  | Ammonia | Ammonia |  | Ammonia | Ammonia |  | Ammonia | Ammonia |  | Ammonia | Ammonia
3 | Sp. Ammonia Req. (g/kWh) | 0.6 | 0.6 | 0.6 |  | 0.6 | 0.6 |  | 0.6 | 0.6 |  | 0.6 | 0.6 |  | 0.6 | 0.6
4 | Total Ammonia Req. (T) | 813.9179 | 1379.6103 | 1656.44 |  | 1656.5262 | 1656.5262 |  | 1656.5262 | 1656.5262 |  | 1656.584 | 1656.584 |  | 1656.584 | 1656.584
5 | Ammonia Cost per Ton | 116.82 | 116.82 | 116.82 |  | 116.82 | 116.82 |  | 116.82 | 116.82 |  | 116.82 | 116.82 |  | 116.82 | 116.82
6 | Total Ammonia Cost (Rs.Cr) | 0.0095082 | 0.016117 | 0.019351 | 0.035467 | 0.019352 | 0.019352 | 0.038703 | 0.019352 | 0.019352 | 0.038703 | 0.019352 | 0.019352 | 0.038704 | 0.019352 | 0.019352 | 0.038704
| Total Variable Cost - ECS | 85.9888 | 145.7531 | 174.9997 | 320.7528 | 175.0088 | 175.0088 | 350.0176 | 175.0088 | 175.0088 | 350.0176 | 175.0149 | 175.0149 | 350.0298 | 175.0149 | 175.0149 | 350.0298
|  |  | FY 25-26 |  |  | FY 26-27 |  |  | FY 27-28 |  |  | FY 28-29 |  |  | FY 29-30

## F2.3
Maharashtra State Power Generation Company Ltd. | [8 empty] | Maharashtra State Power Generation Company Ltd.
MYT Petition Formats for Khaperkheda Unit 1-4 | [8 empty] | MYT Petition Formats for Khaperkheda Unit 1-4
Form 2.3: Fuel Cost Details for Thermal Generation | [8 empty] | Form 2.3: Fuel Cost Details for Thermal Generation
Sr. No. | Particulars | Unit | FY 2022-23 |  |  | FY 2023-24 |  |  | FY 2024-25 |  |  |  |  | Ensuing Years |  |  |  |  | Remarks
|  |  | To be approved | April-March (Audited ) | True-Up requirement | To be approved | April-March (Audited ) | True-Up requirement | To be approved | Apr-Sep (Actual) | Oct-Mar (Estimated) | April - March (Estimated) | Provisional True-Up requirement | FY 2025-26 | FY 2026-27 | FY 2027-28 | FY 2028-29 | FY 2029-30
|  |  | (a) | (b) | (c) = (b) - (a) | (d) | (e) | (f) = (e) - (d) | (g) | (h) | (i) | (j) = (h)+(i) | (k) = (i) - (g) | Projected | Projected | Projected | Projected | Projected
A | Coal - Raw Coal
1 | Basic Cost | Rs/unit | 1227.0111 | 1227.0111 | 0 | 1253.6023 | 1253.6023 | 0 |  | 1222.4888 |  |  | 0
2 | Transporation | Rs/unit | 777.909 | 777.909 | 0 | 794.7675 | 794.7675 | 0 |  | 775.0419 |  |  | 0
3 | Insurance | Rs/unit | 0 | 0 | 0 | 0 | 0 | 0 |  | 0 |  |  | 0
4 | Local Transportation | Rs/unit | 0 | 0 | 0 | 0 | 0 | 0 |  | 0 |  |  | 0
5 | Taxes (CST/VAT/GST) | Rs/unit | 133.1661 | 133.1661 | 0 | 136.052 | 136.052 | 0 |  | 132.6753 |  |  | 0
6 | Duties SED | Rs/unit | 0 | 0 | 0 | 0 | 0 | 0 |  | 0 |  |  | 0
7 | Royalty Charges | Rs/unit | 220.1093 | 220.1093 | 0 | 224.8794 | 224.8794 | 0 |  | 219.298 |  |  | 0
8 | Others STC | Rs/unit | 132.6418 | 132.6418 | 0 | 135.0466 | 135.0466 | 0 |  | 132.127 |  |  | 0
9 | Others-Energy Clean Charges | Rs/unit | 400 | 400 | 0 | 400 | 400 | 0 |  | 400 |  |  | 0
10 | Others-ED | Rs/unit | 0 | 0 | 0 | 0 | 0 | 0 |  | 0 |  |  | 0
11 | Other charges (NMET/DMF) | Rs/unit | 260.8295 | 260.8295 | 0 | 266.482 | 266.482 | 0 |  | 259.8681 |  |  | 0
12 | Coal handling costs | Rs/unit | 228.5674 | 228.5674 | 0 | 121.2243 | 121.2243 | 0 |  | 70.8638 |  |  | 0
13 | Total Price excluding Transit Loss and Stacking Loss | Rs/unit | 3380.2342 | 3380.2342 | 0 | 3332.0542 | 3332.0542 | 0 |  | 3212.363 |  |  | 0
14 | Transit Loss | % | 0.8% | 1.86% | 1.06% | 0.8% | 2.11% | 1.31% |  | 0.2349% |  |  | 0%
15 | Stacking Loss | Rs/unit |  |  | 0 |  |  | 0 |  |  |  |  | 0
16 | Total Price including Transit Loss and Stacking Loss | Rs/unit | 3405.6509 | 3439.9662 | 0 | 3357.948 | 3401.263 | 0 | 3310.1778 | 3219.7613 | 3401.263 | 3310.1778 | 0 | 3470.9724 | 3644.521 | 3826.7471 | 4018.0844 | 4218.9887
B | Coal - Imported Coal
1 | Base Price | Rs/unit | 8445.5928 | 8445.5928 | 0 | 6725.7801 | 6725.7801 | 0 | 0 | 6706.7883 |  |  | 0
2 | Transportation | Rs/unit | 1870.4388 | 1870.4388 | 0 | 1671.5765 | 1671.5765 | 0 | 0 | 1666.8565 |  |  | 0
3 | Insurance | Rs/unit | 28.0176 | 28.0176 | 0 | 22.3123 | 22.3123 | 0 | 0 | 22.2493 |  |  | 0
4 | Local Transportation | Rs/unit | 2121.7593 | 2121.7593 | 0 | 1689.6962 | 1689.6962 | 0 | 0 | 1684.925 |  |  | 0
5 | Taxes | Rs/unit | 1220.0342 | 1220.0342 | 0 | 971.5934 | 971.5934 | 0 | 0 | 968.8499 |  |  | 0
6 | Duties SED | Rs/unit | 0 | 0 | 0 | 0 | 0 | 0 | 0 | 0 |  |  | 0
7 | Royalty Charges | Rs/unit | 0 | 0 | 0 | 0 | 0 | 0 | 0 | 0 |  |  | 0
8 | Others STC | Rs/unit | 0 | 0 | 0 | 0 | 0 | 0 | 0 | 0 |  |  | 0
9 | Others | Rs/unit | 1358.195 | 1358.195 | 0 | 1081.6199 | 1081.6199 | 0 | 0 | 1078.5657 |  |  | 0
10 | Others | Rs/unit | 0 | 0 | 0 | 0 | 0 | 0 | 0 | 0 |  |  | 0
11 | Coal handling costs | Rs/unit | 228.5674 | 228.5674 | 0 | 121.2243 | 121.2243 | 0 |  | 70.8638
| Total Imported Coal | Rs/unit | 15272.6052 | 15272.6052 | 0 | 12283.8028 | 12283.8028 | 0 | 12230.9011 | 12199.0983 | 12283.8028 | 12230.9011 | 0 | 13426.5459 | 14097.8732 | 14802.7669 | 15542.9052 | 16320.0505 | 0
C | Coal - Washed Coal
1 | Base Price | Rs./MT | 1508.9391 | 1508.9391 | 0 | 958.789 | 958.789 | 0 |  | 1604.2198 |  |  | 0
2 | Transportation | Rs./MT | 728.0839 | 728.0839 | 0 | 607.8597 | 607.8597 | 0 |  | 1017.0544 |  |  | 0
3 | Insurance | Rs./MT | 0 | 0 | 0 | 0 | 0 | 0 |  | 0 |  |  | 0
4 | Local Transportation | Rs./MT | 0 | 0 | 0 | 0 | 0 | 0 |  | 0 |  |  | 0
5 | Taxes | Rs./MT | 563.7634 | 563.7634 | 0 | 504.0563 | 504.0563 | 0 |  | 763.2997 |  |  | 0
6 | Duties SED | Rs./MT | 0 | 0 | 0 | 0 | 0 | 0 |  | 0 |  |  | 0
7 | Royalty Charges | Rs./MT | 270.6833 | 270.6833 | 0 | 171.9938 | 171.9938 | 0 |  | 287.7754 |  |  | 0
8 | Others STC | Rs./MT | 163.0867 | 163.0867 | 0 | 103.6263 | 103.6263 | 0 |  | 173.3847 |  |  | 0
9 | Others (Washing charges) | Rs./MT | 320.7597 | 320.7597 | 0 | 203.8127 | 203.8127 | 0 |  | 341.0138 |  |  | 0
10 | Others | Rs./MT | 148.9865 | 148.9865 | 0 | 845.109 | 845.109 | 0 |  | 183.5195 |  |  | 0
11 | Coal handling costs | Rs/unit | 228.5674 | 228.5674 |  | 121.2243 | 121.2243 | 0 |  | 70.8638
| Total Washed Coal | Rs./MT | 3932.87 | 3932.87 | 0 | 3516.4711 | 3516.4711 | 0 | 3860.7795 | 4441.131 | 3516.4711 | 3860.7795 | 0 | 4416.6474 | 4637.4797 | 4869.3537 | 5112.8214 | 5368.4625
D | Coal - GP II
1 | Base Price | Rs./MT
2 | Transportation | Rs./MT
3 | Insurance | Rs./MT
4 | Local Transportation | Rs./MT
5 | Taxes | Rs./MT
6 | Duties SED | Rs./MT
7 | Royalty Charges | Rs./MT
8 | Others STC | Rs./MT
9 | Others (Washing charges) | Rs./MT
10 | Others | Rs./MT
11 | Coal handling costs | Rs/unit
| Total GP II Coal | Rs./MT | [11 empty] | 0 | 0 | 0 | 0 | 0
E | Biomass Pellet
1 | Base Price | Rs./MT
2 | Transportation | Rs./MT
3 | Insurance | Rs./MT
4 | Local Transportation | Rs./MT
5 | Taxes | Rs./MT
6 | Duties SED | Rs./MT
7 | Royalty Charges | Rs./MT
8 | Others STC | Rs./MT
9 | Others (Washing charges) | Rs./MT
10 | Others | Rs./MT
11 | Coal handling costs | Rs/unit
| Total Biomass Pellet | Rs./MT | [11 empty] | 0 | 0 | 0 | 0 | 0
D | Oil - LDO
1 | Basic Cost | Rs./KL | 59087.4443 | 59087.4443 | 0 | 64257.8167 | 64257.8167 | 0 |  | 64904.6951 |  |  | 0
2 | Transporation | Rs./KL | 0 | 0 | 0 | 0 | 0 | 0 |  | 0 |  |  | 0
3 | Insurance | Rs./KL | 0 | 0 | 0 | 0 | 0 | 0 |  | 0 |  |  | 0
4 | Local Transportation | Rs./KL | 0 | 0 | 0 | 0 | 0 | 0 |  | 0 |  |  | 0
5 | Taxes and Duties (pl. specify details) | Rs./KL | 10635.74 | 10635.74 | 0 | 11566.407 | 11566.407 | 0 |  | 11682.8451 |  |  | 0
6 | Duties SED | Rs./KL | 0 | 0 | 0 | 0 | 0 | 0 |  | 0 |  |  | 0
7 | Royalty Charges | Rs./KL | 0 | 0 | 0 | 0 | 0 | 0 |  | 0 |  |  | 0
8 | Others STC | Rs./KL | 0 | 0 | 0 | 0 | 0 | 0 |  | 0 |  |  | 0
9 | Others (Discounts) | Rs./KL | 0 | 0 | 0 | 0 | 0 | 0 |  | 0 |  |  | 0
10 | Others | Rs./KL | 0 | 0 | 0 | 0 | 0 | 0 |  | 0 |  |  | 0
11 | Others-ED | Rs./KL | 0 |  | 0 | 0 |  | 0 |  |  |  |  | 0
12 | Any other charges | Rs./KL | 0 |  | 0 | 0 |  | 0 |  |  |  |  | 0
| Total LDO | Rs./KL | 69723.1843 | 69723.1843 | 0 | 75824.2237 | 75824.2237 | 0 | 76316.6939 | 76587.5403 | 75824.2237 | 76316.6939 | 0 | 78387.8994 | 82307.2943 | 86422.659 | 90743.792 | 95280.9816 | 0
E | Oil - FO
1 | Basic Cost | Rs./KL | 50287.3996 | 50287.3996 | 0 | 45535.4847 | 45535.4847 | 0 |  | 49681.7897 |  |  | 0
2 | Transporation | Rs./KL | 0 | 0 | 0 | 0 | 0 | 0 |  | 0 |  |  | 0
3 | Insurance | Rs./KL | 0 | 0 | 0 | 0 | 0 | 0 |  | 0 |  |  | 0
4 | Local Transportation | Rs./KL | 0 | 0 | 0 | 0 | 0 | 0 |  | 0 |  |  | 0
5 | Taxes (CST/VAT/GST) | Rs./KL | 9051.7319 | 9051.7319 | 0 | 8175.62 | 8175.62 | 0 |  | 8942.7221 |  |  | 0
6 | Duties (Excise Duty) | Rs./KL | 0 | 0 | 0 | 0 | 0 | 0 |  | 0 |  |  | 0
7 | Royalty Charges | Rs./KL | 0 | 0 | 0 | 0 | 0 | 0 |  | 0 |  |  | 0
8 | Others STC | Rs./KL | 0 | 0 | 0 | 0 | 0 | 0 |  | 0 |  |  | 0
9 | Others (Discount) | Rs./KL | 0 | 0 | 0 | 0 | 0 | 0 |  | 0 |  |  | 0
10 | Others | Rs./KL | 0 | 0 | 0 | 0 | 0 | 0 |  | 0 |  |  | 0
11 | Others-ED | Rs./KL | 0 |  | 0 | 0 |  | 0 |  |  |  |  | 0
12 | Any other charges | Rs./KL | 0 |  | 0 | 0 |  | 0 |  |  |  |  | 0
| Total FO | Rs./KL | 59339.1315 | 59339.1315 | 0 | 53711.1048 | 53711.1048 | 0 | 56704.2968 | 58624.5118 | 53711.1048 | 56704.2968 | 0 | 72097.9264 | 75702.8227 | 79487.9638 | 83462.362 | 87635.4801 | 0
F | Oil -LSHS
1 | Base Price | Rs./KL | 0 | 0 | 0 | 0 | 0 | 0 | 0 | 0 |  | 0 | 0
2 | Transportation | Rs./KL | 0 | 0 | 0 | 0 | 0 | 0 | 0 | 0 |  | 0 | 0
3 | Insurance | Rs./KL | 0 | 0 | 0 | 0 | 0 | 0 | 0 | 0 |  | 0 | 0
4 | Local Transportation | Rs./KL | 0 | 0 | 0 | 0 | 0 | 0 | 0 | 0 |  | 0 | 0
5 | Taxes | Rs./KL | 0 | 0 | 0 | 0 | 0 | 0 | 0 | 0 |  | 0 | 0
6 | Duties SED | Rs./KL | 0 | 0 | 0 | 0 | 0 | 0 | 0 | 0 |  | 0 | 0
7 | Royalty Charges | Rs./KL | 0 | 0 | 0 | 0 | 0 | 0 | 0 | 0 |  | 0 | 0
8 | Others STC | Rs./KL | 0 | 0 | 0 | 0 | 0 | 0 | 0 | 0 |  | 0 | 0
9 | Others | Rs./KL | 0 | 0 | 0 | 0 | 0 | 0 | 0 | 0 |  | 0 | 0
10 | Others | Rs./KL | 0 | 0 | 0 | 0 | 0 | 0 | 0 | 0 |  | 0 | 0
| Total LSHS | Rs./KL | 0 | 0 | 0 | 0 | 0 | 0 | 0 | 0 | 0 | 0 | 0 | 0 | 0 | 0 | 0 | 0
G | Oil - HSD
1 | Base Price | Rs./KL | 0 | 0 | 0 | 0 | 0 | 0 | 0 | 0 |  | 0 | 0
2 | Transportation | Rs./KL | 0 | 0 | 0 | 0 | 0 | 0 | 0 | 0 |  | 0 | 0
3 | Insurance | Rs./KL | 0 | 0 | 0 | 0 | 0 | 0 | 0 | 0 |  | 0 | 0
4 | Local Transportation | Rs./KL | 0 | 0 | 0 | 0 | 0 | 0 | 0 | 0 |  | 0 | 0
5 | Taxes (CST/VAT/GST) | Rs./KL | 0 | 0 | 0 | 0 | 0 | 0 | 0 | 0 |  | 0 | 0
6 | Duties SED | Rs./KL | 0 | 0 | 0 | 0 | 0 | 0 | 0 | 0 |  | 0 | 0
7 | Royalty Charges | Rs./KL | 0 | 0 | 0 | 0 | 0 | 0 | 0 | 0 |  | 0 | 0
8 | Others STC | Rs./KL | 0 | 0 | 0 | 0 | 0 | 0 | 0 | 0 |  | 0 | 0
9 | Others (Additional VAT) | Rs./KL | 0 | 0 | 0 | 0 | 0 | 0 | 0 | 0 |  | 0 | 0
10 | Others | Rs./KL | 0 | 0 | 0 | 0 | 0 | 0 | 0 | 0 |  | 0 | 0
| Total HSD | Rs./KL | 0 | 0 | 0 | 0 | 0 | 0 | 0 | 0 | 0 | 0 | 0 | 0 | 0 | 0 | 0 | 0

## F2.4
Maharashtra State Power Generation Company Ltd.
MYT Petition Formats for Khaperkheda Unit 1-4
Form 2.4: Interest on Working Capital - Thermal Generation
A) FY 2022-23, FY 2023-24 & FY 2024-25
(Rs. Crore)
Sr. No. | Particulars | Norm | FY 2022-23 |  | FY 2023-24 |  | FY 2024-25
|  |  | MTR Order | Revised Normative | MTR Order | Revised Normative | MTR Order | Revised Normative
1 | Target Availability (%) |  | 85% | 85% | 85% | 85% | 85% | 85%
1.1 | In High Demand Season
| Peak Hours |  |  | 0.69857 |  | 0 |  | 0
| Off-Peak Hours |  |  | 0.68556 |  | 0 |  | 0
1.2 | In Low Demand Season
| Peak Hours |  |  | 0.61449 |  | 0 |  | 0
| Off-Peak Hours |  |  | 0.62012 |  | 0 |  | 0
2 | Scheduled Generation (MU)
3 | Projected Generation (MU)
4 | Cost of Coal/Lignite and Limestone towards stock, if applicable 1 | 30 | 147.4793 | 117.8913 | 167.4333 | 117.3301 | 168.2146 | 137.1414
5 | Cost of coal or lignite and Limestone 1 | 30 | 147.4793 | 117.8913 | 167.4333 | 117.3301 | 168.2146 | 137.1414
6 | Cost of Oil towards stock, if applicable 2
7 | Cost of Oil 2 | 2 | 6.7417 | 5.1984 | 7.3887 | 5.143 | 7.479 | 6.1354
8 | Cost of Secondary Fuel Oil1
9 | Fuel Cost3
10 | Liquid Fuel Stock3
11 | O&M Expenses | 1 | 31.9949 | 34.3247 | 32.9626 | 35.7473 | 33.9684 | 35.901
12 | Maintenance Spares (% of Opg GFA) | 1% | 26.1715 | 26.1715 | 26.6292 | 26.5929 | 30.8405 | 27.7038
13 | Receivables | 45 | 298.6242 | 266.0458 | 339.8333 | 414.5537 | 346.8829 | 541.2258
14 | Less: Payables for Fuel4 | 30 | 2.8091 | 2.5636 | 3.0786 | 2.5293 | 3.1162 | 3.0257
15 | Total Working Capital requirement |  | 655.6819 | 564.9595 | 738.6017 | 714.1676 | 752.4839 | 882.2232
16 | Computation of Working Capital Interest
17 | Interest Rate (%) - SBI Base Rate +150 basis points |  | 9.45% | 9.299% | 9.45% | 10.07% | 9.45% | 10.45%
18 | Interest on Working Capital |  | 61.9619 | 52.5343 | 69.7979 | 71.8821 | 71.1097 | 92.1923
19 | Actual IoWC |  |  | 106.1213 |  | 128.0213
Note:
1 | For Coal based/Lignite based generating stations
2 | For Oil based generating stations
3 | For Gas Turbine/Combined Cycle generating stations duly taking into account the mode of operation on gas fuel and liquid fuel
4 | * - Truing Up for FY 2019-20 to be done under MERC MYT Regulations 2015 with reference to amounts approved in the MYT Order for FY 2020-21 to FY 2024-25
5 | Petitioner should submit documentary evidence for actual interest on working capital incurred
B) Fifth Control Period
(Rs. Crore)
Sr. No. | Particulars | Norm | FY 2025-26 | FY 2026-27 | FY 2027-28 | FY 2028-29 | FY 2029-30
|  |  | Projected | Projected | Projected | Projected | Projected
1 | Target Availability (%)
1.1 | In High Demand Season
Peak Hours
Off-Peak Hours
1.2 | In Low Demand Season
Peak Hours
Off-Peak Hours
2 | Scheduled Generation (MU)
3 | Projected Generation (MU)
3 | Cost of Coal/Lignite and Limestone towards stock, if applicable 1 | 20 | 102.6764 | 107.815 | 112.8964 | 117.2411 | 123.1031
4 | Cost of coal or lignite and Limestone 1 | 30 | 154.0146 | 161.7225 | 169.3447 | 175.8616 | 184.6547
5 | Cost of Oil towards stock, if applicable 2
6 | Cost of Oil 2 | 2 | 9.0123 | 9.463 | 9.9361 | 10.4663 | 10.9896
7 | Cost of Secondary Fuel Oil1
8 | Fuel Cost3
9 | Liquid Fuel Stock3
10 | O&M Expenses | 1 | 39.9128 | 41.5905 | 50.254 | 52.2594 | 54.1547
11 | Maintenance Spares | 1% | 33.7194 | 35.9274 | 38.6846 | 42.572 | 44.0048
12 | Receivables | 45 | 394.7213 | 406.5967 | 436.6853 | 454.6694 | 473.1714
13 | Less: Payables for Fuel4 | 30 | 4.4444 | 4.6667 | 4.8866 | 5.1614 | 5.4195
14 | Total Working Capital requirement |  | 729.6124 | 758.4483 | 812.9146 | 847.9084 | 884.6589
13 | Computation of Working Capital Interest
14 | Interest Rate (%) - SBI Base Rate +150 basis points |  | 10.45% | 10.45% | 10.45% | 10.45% | 10.45%
15 | Interest on Working Capital |  | 76.2445 | 79.2578 | 84.9496 | 88.6064 | 92.4469
16 | Actual IoWC |  | 0 | 0 | 0 | 0 | 0
Interest on Working capital - towards Emission Control System
| Particulars | UoM | FY 2024-25 | FY 2025-26 | FY 2026-27 | FY 2027-28 | FY 2028-29 | FY 2029-30
|  |  | Projected | Projected | Projected | Projected | Projected | Projected
| Cost of limestone/reagent towards stock - 20 days | 20 | 4.7117 | 17.5755 | 19.179 | 19.1266 | 19.1797 | 19.1797
| Advance payment for 30 days towards cost of reagent - 30 days | 30 | 7.0676 | 26.3632 | 28.7686 | 28.69 | 28.7696 | 28.7696
| Normative O&M expense in respect of Emission Control system for one month | 1 | 0.10298 | 0.41303 | 0.43092 | 0.44958 | 0.46904 | 0.48935
| Maintenance Spares (% of capitalisation) | 1% | 1.2391 | 2.4782 | 2.4782 | 2.4782 | 2.4782 | 2.4782
| Total Working Capital Requirement - ECS |  | 13.1214 | 46.83 | 50.8567 | 50.7444 | 50.8965 | 50.9168
| Rate of IoWC | % | 10.45% | 10.45% | 10.45% | 10.45% | 10.45% | 10.45%
| Interest on Working Capital - ECS |  | 1.3712 | 4.8937 | 5.3145 | 5.3028 | 5.3187 | 5.3208

## F2.5
Maharashtra State Power Generation Company Ltd. | [8 empty] | Maharashtra State Power Generation Company Ltd.
MYT Petition Formats for Khaperkheda Unit 1-4 | [8 empty] | MYT Petition Formats for Khaperkheda Unit 1-4
Form 2.5: Operational Parameters - Hydel Generation | [8 empty] | Form 2.5: Operational Parameters - Hydel Generation
Sr. No. | Particulars | Units | FY 2022-23 |  |  | FY 2023-24 |  |  | FY 2024-25 |  |  |  | Ensuing Years |  |  |  |  | Remarks
|  |  | MYT Order | April-March (Audited ) | True-Up requirement | MTR Order | April-March (Audited ) | True-Up requirement | MTR Order | Apr-Sep (Actual) | Oct-Mar (Estimated) | April - March (Estimated) | FY 2025-26 | FY 2026-27 | FY 2027-28 | FY 2028-29 | FY 2029-30
|  |  | (a) | (b) | (c) = (b) - (a) | (d) | (e) | (f) = (e) - (d) | (j) | (k) | (l) | (m) = (k)+(l) | Projected | Projected | Projected | Projected | Projected
1 | Operational Parameters |  | Not Applicable for Thermal Power Plant | [5 empty] | Not Applicable for Thermal Power Plant
1.1 | Total Capacity | MW
1.2 | NAPAF | %
1.3 | Actual/Projected Annual Plant Availability Factor | %
1.4 | Design Energy | MU
1.5 | Gross Generation | MU
1.6 | Auxiliary Energy Consumption | %
1.7 | Auxiliary Energy Consumption | MU
1.8 | Net Generation | MU

## F2.6
Maharashtra State Power Generation Company Ltd. | [8 empty] | Maharashtra State Power Generation Company Ltd.
MYT Petition Formats for Khaperkheda Unit 1-4 | [8 empty] | MYT Petition Formats for Khaperkheda Unit 1-4
Form 2.6: Capacity Charge & Energy Charge Rate - Hydel Generation | [8 empty] | Form 2.6: Capacity Charge & Energy Charge Rate - Hydel Generation
Sr. No. | Particulars | Legend | FY 2022-23 |  |  | FY 2023-24 |  |  | FY 2024-25 |  |  |  |  | Ensuing Years |  |  |  |  | Remarks
|  |  | MTR Order | April-March (Audited ) | True-Up requirement | MTR Order | April-March (Audited ) | True-Up requirement | MTR Order | Apr-Sep (Actual) | Oct-Mar (Estimated) | April - March (Estimated) | Provisional True-Up requirement | FY 2025-26 | FY 2026-27 | FY 2027-28 | FY 2028-29 | FY 2029-30
|  |  | (a) | (b) | (c) = (b) - (a) | (d) | (e) | (f) = (e) - (d) | (j) | (k) | (l) | (m) = (k)+(l) | (n) = (m) - (j) | Projected | Projected | Projected | Projected | Projected
1 | Annual Fixed Cost for Hydel Generating Station (Rs. Crore) | a | Not Applicable for Thermal Power Plant | [5 empty] | Not Applicable for Thermal Power Plant
2 | NAPAF (%) | b
3 | Actual Availability (%) | c
4 | Capacity Charges (Rs. Crore) | d=0.50*a*c/b
5 | Design Energy (MU) | e
6 | Auxiliary Consumption (%) | f
7 | Net Design Energy (MU) | g=e*(1-f)
8 | Energy Charge Rate (Rs. kWh) | h=0.50*a/g

## F2.7
Maharashtra State Power Generation Company Ltd.
MYT Petition Formats for Khaperkheda Unit 1-4
Form 2.7: Interest on Working Capital - Hydel Generation
A) FY 2022-23
(Rs. Crore)
Sr. No. | Particulars | Norm | FY 2022-23 |  | Norm | FY 2023-24 |  | Norm | FY 2024-25
|  |  | MYT Order* | Revised Normative |  | MYT Order* | Revised Normative |  | MYT Order* | Revised Normative
1 | O&M expenses | Not Applicable for Thermal Power Plant |  |  | Not Applicable for Thermal Power Plant |  |  | Not Applicable for Thermal Power Plant
2 | Maintenance Spares
3 | Receivables
4 | Total Working Capital requirement
5 | Computation of working capital interest
6 | Interest Rate (%) - SBI Base Rate +150 Basis Points
7 | Interest on Working Capital
8 | Actual Working Capital Interest
Notes:
1 | * - In case MYT Order is yet to be issued, then MTR Order values to be captured under this column
2 | Petitioner should submit documentary evidence for actual interest on working capital incurred
3 | Submit this form for each station separately
B) Fifth Control Period
Sr. No. | Particulars | Norms | FY 2025-26 |  | FY 2026-27 |  | FY 2027-28 |  | FY 2028-29 |  | FY 2029-30
|  |  | MYT Order* | Revised Normative | MYT Order* | Revised Normative | MYT Order* | Revised Normative | MYT Order* | Revised Normative | MYT Order* | Revised Normative
1 | O&M expenses |  | Not Applicable for Thermal Power Plant
2 | Maintenance Spares
3 | Receivables#
4 | Total Working Capital requirement
5 | Computation of working capital interest
6 | Interest Rate (%) - SBI Base Rate +150 Basis Points
7 | Interest on Working Capital

## F2.8
Maharashtra State Power Generation Company Ltd.
MYT Petition Formats for Khaperkheda Unit 1-4
Form 2.8: Planned & Forced Outages
S.No. | Particulars | FY 2022-23 |  | FY 2023-24 |  | FY 2024-25 |  |  |  | FY 2023-24 |  | FY 2024-25 |  | Remarks
|  | MYT Order* | April-March (Audited ) | MYT Order | April-March (Audited ) | MYT Order | Apr-Sep (Actual) | Oct-Mar (Estimated) | April - March (Estimated) | MYT Order | Revised Projections | MYT Order | Revised Projections
|  | (a) | (b) | (c) | (d) | (g) | (h) | (i) | (j) = (h) + (i) | (k) | (l) | (m) | (n)
1 | Unit 1 / Station 1 | ATTACHED SEPARATELY
A. | Planned Outages
No of days of outage
Period of Outage
Reasons for Outage
B. | Forced Outages
No of days of outage
Period of Outage
Reasons for Outage
2 | Unit 2 / Station 2
……
……
…….

## F3
| Maharashtra State Power Generation Company Ltd. | [11 empty] | Maharashtra State Power Generation Company Ltd.
| MYT Petition Formats for Khaperkheda Unit 1-4 | [11 empty] | MYT Petition Formats for Khaperkheda Unit 1-4
| Form 3: Summary of Operations and Maintenance Expenses | [11 empty] | Form 3: Summary of Operations and Maintenance Expenses
(Rs. Crore)
| Sr. No. | Particulars | Reference | FY 2022-23 |  |  |  | FY 2023-24 |  |  |  | FY 2024-25 | [5 empty] | Ensuing Years |  |  |  |  | Remarks
|  |  |  | MTR Order | To be approved | April-March (Audited ) | True-Up requirement | MTR Order | To be approved | April-March (Audited ) | True-Up requirement | MTR Order | To be approved | Apr-Sep (Actual) | Oct-Mar (Estimated) | April - March (Estimated) | Provisional True-Up requirement | FY 2025-26 | FY 2026-27 | FY 2027-28 | FY 2028-29 | FY 2029-30
[5 empty] | (a) | (b) | (c) = (b) - (a) |  | (d) | (e) | (f) = (e) - (d) |  | (j) | (k) | (l) | (m) = (k)+(l) | (n) = (m) - (j) | Projected | Projected | Projected | Projected | Projected
| 1 | O&M Expenses | Form 3.1 |  | 297.6089 | 338.6783 | 41.0695 |  | 310.5746 | 419.5644 | 108.9899 |  | 324.1051 | 187.3848 | 187.3848 | 374.7696 | 50.6645 | 359.1239 | 374.7696 | 391.0969 | 408.1355 | 425.9165
| 2 | Employee Expenses | Form 3.2 | 294.9241 | 297.6089 | 130.0497 | 41.0695 | 306.5366 | 310.5746 | 178.9971 | 108.9899 | 318.6064 | 324.1051 | 68.0432 | 89.1576 | 157.2008 | 54.3115 | 359.1239 | 374.7696 | 391.0969 | 408.1355 | 425.9165
| 3 | A&G Expenses | Form 3.3 |  |  | 37.9457 |  |  |  | 41.3941 |  |  |  | 9.8552 | 19.2998 | 29.155
| 4 | R&M Expenses | Form 3.4 |  |  | 170.6829 |  |  |  | 199.1732 |  |  |  | 79.5156 | 112.5453 | 192.0609
| 5 | Pay Revision Impact | [6 empty] | 25.8816 | 25.8816 |  |  | 27.0092 | 13.5046 | 13.5046 | 27.0092 |  | 28.1859 | 29.4138 | 30.6953 | 32.0326 | 33.4281
| 6 | Total O&M Expense capitalised |  |  |  | 0 | 0 |  |  | 0 | 0 |  |  | 0 | 0 | 0 | 0
| 7 | Opex Schemes |  |  |  |  | 0 |  |  |  | 0 |  |  |  |  | 0 | 0
| 8 | Total Operation & Maintenance Expenses (Net of Capitalisation) |  | 294.9241 | 297.6089 | 338.6783 | 41.0695 | 306.5366 | 336.4562 | 445.4461 | 108.9899 | 318.6064 | 351.1143 | 170.9186 | 234.5073 | 405.4258 | 54.3115 | 387.3098 | 404.1835 | 421.7922 | 440.1681 | 459.3446
|  | Particulars | FY 2024-25 | FY 2025-26 | FY 2026-27 | FY 2027-28 | FY 2028-29 | FY 2029-30
O&M Expenses towards Emission Control System (ECS)
|  | Capitalisation towards FGD (excl. IDC) | 123.91 | 123.91 | 0 | 0 | 0 | 0
Capitalisation towards SCR (excl. IDC)
|  | Total Cummulative capitalisation towards ECS (excl. IDC) | 123.91 | 247.82 | 247.82 | 247.82 | 247.82 | 247.82
4.33% | 2% | O&M Expenses towards Emission Control System (ECS) | 1.2357 | 4.9564 | 5.171 | 5.3949 | 5.6285 | 5.8722

## F3.1
Maharashtra State Power Generation Company Ltd.
MYT Petition Formats for Khaperkheda Unit 1-4
Form 3.1: Operation and Maintenance Expenses - Normative
A. For Existing Generating Stations
(Rs. Crore)
Sr. No. | Particulars | Trued up O&M expense* |  |  |  |  | 5-Year Average | Normative# | Ensuing Years | [9 empty] | Remarks
|  | FY 2019-20 | FY 2020-21 | FY 2021-22 | FY 2022-23 | FY 2023-24 |  | FY 2024-25 | FY 2025-26 |  | FY 2026-27 |  | FY 2027-28 |  | FY 2028-29 |  | FY 2029-30
|  | (a) | (b) | (c) | (d) | (e) | (f) = [(a)+(b)+(c)+(d)+(e)]/5 | (g) | Normative | Projected | Normative | Projected | Normative | Projected | Normative | Projected | Normative | Projected |  | Year | Esc Rate
1 | Employee Expenses | 266.3153 | 279.8256 | 283.7514 | 297.6089 | 310.5746 | 287.6152 | 344.1314 | 359.1239 | 359.1239 | 374.7696 | 374.7696 | 391.0969 | 391.0969 | 408.1355 | 408.1355 | 425.9165 | 425.9165 |  | FY 2022-23 | 4.884%
2 | A&G Expenses (including insurance and excluding Water Charges) | [18 empty] | FY 2023-24 | 4.357%
3 | R & M Expenses | [18 empty] | FY 2024-25 | 4.357%
4 | Pay Revisiosn Impact | [6 empty] | 27.0092 | 28.1859 | 28.1859 | 29.4138 | 29.4138 | 30.6953 | 30.6953 | 32.0326 | 32.0326 | 33.4281 | 33.4281 |  | FY 2025-26 | 4.357%
5 | Total O&M Expenses | 266.3153 | 279.8256 | 283.7514 | 297.6089 | 310.5746 | 287.6152 | 371.1406 | 387.3098 | 387.3098 | 404.1835 | 404.1835 | 421.7922 | 421.7922 | 440.1681 | 440.1681 | 459.3446 | 459.3446 |  | FY 2026-27 | 4.357%
6 | Sharing of Gains/(Losses) | 6.8648 | 1.109 | 10.3522 | 13.6898 | 36.33 | 13.6692 | [12 empty] | FY 2027-28 | 4.357%
7 | Total O&M Expenses after sharing of Gains/(losses) | 273.1801 | 280.9346 | 294.1036 | 311.2987 | 346.9045 | 301.2843 | 371.1406 | 387.3098 | 387.3098 | 404.1835 | 404.1835 | 421.7922 | 421.7922 | 440.1681 | 440.1681 | 459.3446 | 459.3446 |  | FY 2028-29 | 4.357%
[20 empty] | FY 2029-30 | 4.357%
Notes:
1 | *Trued-up O&M expenses excluding water charges and including insurance and after adding/deducting share of efficiency gains/losses shall be considered
2 | # Normative O&M expenses for FY 2024-25 to be computed by escalating thrice with an escalation rate of 50% weightage of WPI of the respective past five financial years and 50% weightage of CPI of the respective past five financial years
3 | $ Normative O&M expenses for each Year of the Control Period to be computed by escalating (e) by WPI (50%) & CPI (50%) of respective past five financial years, reduced by efficiency factor of 1%
3 | $$ In case Projected O&M expenses for Control Period are different from Normative O&M expenses, then detailed justification should be provided
[13 empty] | (Rs. Crore) | [8 empty] | (Rs. Crore)
Sr. No. | Particulars | [6 empty] | Ensuing Period |  |  |  |  | Remarks
|  | FY 2022-23 |  | FY 2023-24 |  | FY 2024-25 |  | FY 2025-26 | FY 2026-27 | FY 2027-28 | FY 2028-29 | FY 2029-30
|  | MTR Order | Actual | MTR Order | Actual | MTR Order | Projected | Projected | Projected | Projected | Projected | Projected
1 | Water Charges | 60.09 | 85.9935 | 60.09 | 62.2375 | 60.09 | 62.2375 | 61.3702 | 64.6284 | 150.9827 | 156.6705 | 160.2386
Note:
B. For New Generating Stations & Generating Stations that achieved COD after 26.8.2005
Sr. No. | Particulars | Unit | FY 2022-23 |  |  |  | FY 2023-24 |  |  |  | FY 2024-25 |  |  |  |  | Ensuing Years |  |  |  |  | Remarks
|  |  | MTR Order | April-March (Audited ) |  | True-Up requirement | MTR Order | April-March (Audited ) |  | True-Up requirement | MTR Order | Apr-Sep (Actual) | Oct-Mar (Estimated) | April - March (Estimated) | Provisional True-Up requirement | FY 2025-26 | FY 2026-27 | FY 2027-28 | FY 2028-29 | FY 2029-30
|  |  | (a) | (b) |  | (c) = (b) - (a) | (d) | (e) |  | (f) = (e) - (d) | (g) | (h) | (i) | (j) = (h)+(i) | (k) = (j) - (g) | Projected | Projected | Projected | Projected | Projected
A | O&M Norms specified by the Commission
1 | 200/210/250 MW sets | Rs. Lakh/MW |  |  |  | 0 |  |  |  | 0 |  |  |  | 0 | 0
2 | 300/330/350 MW | Rs. Lakh/MW |  |  |  | 0 |  |  |  | 0 |  |  |  | 0 | 0
3 | 500 MW sets | Rs. Lakh/MW |  |  |  | 0 |  |  |  | 0 |  |  |  | 0 | 0
4 | 600 MW sets | Rs. Lakh/MW |  |  |  | 0 |  |  |  | 0 |  |  |  | 0 | 0
5 | 800 MW sets & above | Rs. Lakh/MW |  |  |  | 0 |  |  |  | 0 |  |  |  | 0 | 0
B | Installed Capacity
1 | 200/210/250 MW sets | MW |  |  |  | 0 |  |  |  | 0 |  |  |  | 0 | 0
2 | 300/330/350 MW | MW |  |  |  | 0 |  |  |  | 0 |  |  |  | 0 | 0
3 | 500 MW sets | MW |  |  |  | 0 |  |  |  | 0 |  |  |  | 0 | 0
4 | 600 MW sets | MW |  |  |  | 0 |  |  |  | 0 |  |  |  | 0 | 0
5 | 800 MW sets & above | MW |  |  |  | 0 |  |  |  | 0 |  |  |  | 0 | 0
C | O&M Expenses
1 | 200/210/250 MW sets | Rs. Crore |  |  |  | 0 |  |  |  | 0 |  |  |  | 0 | 0
2 | 300/330/350 MW | Rs. Crore |  |  |  | 0 |  |  |  | 0 |  |  |  | 0 | 0
3 | 500 MW sets | Rs. Crore |  |  |  | 0 |  |  |  | 0 |  |  |  | 0 | 0
4 | 600 MW sets | Rs. Crore |  |  |  | 0 |  |  |  | 0 |  |  |  | 0 | 0
5 | 800 MW sets & above | Rs. Crore |  |  |  | 0 |  |  |  | 0 |  |  |  | 0 | 0
C. Opex Schemes
(Rs. Crore)
Sr. No. | Particulars | FY 2022-23 |  |  | FY 2023-24 |  |  | FY 2024-25 |  |  |  |  | Ensuing Years |  |  |  |  | Remarks
|  | MYT Order | April-March (Audited ) | True-Up requirement | MYT Order | April-March (Audited ) | True-Up requirement | MYT Order | Apr-Sep (Actual) | Oct-Mar (Estimated) | April - March (Estimated) | Provisional True-Up requirement | FY 2025-26 | FY 2026-27 | FY 2027-28 | FY 2028-29 | FY 2029-30
|  | (a) | (b) | (c) = (b) - (a) | (d) | (e) | (f) = (e) - (d) | (g) | (h) | (i) | (j) = (h)+(i) | (k) = (j) - (g) | Projected | Projected | Projected | Projected | Projected
1 | System Automation |  |  | 0 |  |  | 0 |  |  |  | 0 | 0
2 | New Technology |  |  | 0 |  |  | 0 |  |  |  | 0 | 0
3 | I.T. Implementation |  |  | 0 |  |  | 0 |  |  |  | 0 | 0
…. |  |  |  | 0 |  |  | 0 |  |  |  | 0 | 0

## F3.2
Maharashtra State Power Generation Company Ltd.
MYT Petition Formats for Khaperkheda Unit 1-4
Form 3.2: Employee Expenses
A. Expenditure details
(Rs. Crore)
S.No. | Particulars | FY 2022-23 | FY 2023-24 | FY 2024-25
|  | April-March (Audited ) | April-March (Audited ) | Apr-Sep (Actual) | Oct-Mar (Estimated) | April - March (Estimated)
|  | (a) | (b) | (d) | (e ) | (f)=(d)+(e )
1 | Basic Salary | 62.9142 | 69.289 | 34.6031 | 38.655 | 73.2581
2 | Dearness Allowance (DA) | 21.9175 | 25.589 | 15.3556 | 16.5577 | 31.9133
3 | Allowances | 7.7227 | 8.9994 | 4.013 | 5.4941 | 9.5071
4 | Conveyance Allowance |  |  |  |  | 0
5 | Leave Travel Allowance |  |  |  |  | 0
6 | Earned Leave Encashment | 9.3124 | 24.0151 | 4.0945 | 2.9986 | 7.0931
7 | Other Allowances |  |  |  |  | 0
8 | Medical Reimbursement |  |  |  |  | 0
9 | Overtime Payment |  |  |  |  | 0
10 | Bonus/Ex-Gratia Payments |  |  |  |  | 0
11 | Interim Relief / Wage Revision |  |  |  |  | 0
12 | Staff welfare expenses | 1.446 | 2.4802 | 0.73689 | 2.1839 | 2.9208
13 | VRS Expenses/Retrenchment Compensation |  |  |  |  | 0
14 | Commission to Directors |  |  |  |  | 0
15 | Training Expenses |  |  |  |  | 0
16 | Payment under Workmen's Compensation Act |  |  |  |  | 0
17 | Net Employee Costs |  |  |  |  | 0
18 | Terminal Benefits |  |  |  |  | 0
18.1 | Provident Fund Contribution | 8.7884 | 9.7791 | 5.4135 | 5.9885 | 11.402
18.2 | Provision for PF Fund |  |  |  |  | 0
18.3 | Pension Payments |  |  |  |  | 0
18.4 | Gratuity Payment | 6.5892 | 19.1651 | 2.5963 | 15.5781 | 18.1744
19 | Others | 0.078618 | 0 | 0 | 0 | 0
20 | Other Employee Benefits | 4.3874 | 3.8762 | 1.2301 | 1.7017 | 2.9319
21 | Allocation : HO/SE Coal/WM | 6.8933 | 15.804 | 0 | 0 | 0
22 | Gross Employee Expenses | 130.0497 | 178.9971 | 68.0432 | 89.1576 | 157.2008
23 | Less: Expenses Capitalised |  |  |  |  | 0
24 | Net Employee Expenses | 130.0497 | 178.9971 | 68.0432 | 89.1576 | 157.2008
25 | Add : Pay Revision Component | 0 | 0
26 | Total Employee Expense incl. Pay Revision arrears | 130.0497 | 178.9971 | 68.0432 | 89.1576 | 157.2008
B. Details of number of employees
(Numbers)
Sr. No. | Particulars | FY 2022-23 | FY 2023-24 | FY 2024-25
|  | April-March (Audited ) | April-March (Audited ) | Apr-Sep (Actual) | Oct-Mar (Estimated) | April - March (Estimated)
|  | (a) | (b) | (d) | (e ) | (f)=(d)+(e )
A | Officer/Managerial Cadre
1 | Technical | 64 | 87 | 87 | 87 | 87
2 | Administrative | 2 | 3 | 3 | 3 | 3
3 | Accounts and finance | 2 | 4 | 4 | 4 | 4
4 | Other (Please specify) | 2 | 2 | 2 | 2 | 2
B | Staff Cadre
5 | Technical
5.1 | Grade I | 64 | 87 | 87 | 87 | 87
5.2 | Grade II | 206 | 189 | 189 | 189 | 189
5.3 | Grade III | 476 | 406 | 406 | 406 | 406
5.4 | Grade IV | 0 | 0 | 0 | 0 | 0
6 | Administrative
6.1 | Grade I | 2 | 3 | 3 | 3 | 3
6.2 | Grade II | 2 | 1 | 1 | 1 | 1
6.3 | Grade III | 30 | 28 | 28 | 28 | 28
6.4 | Grade IV | 15 | 15 | 15 | 15 | 15
7 | Accounts and finance
7.1 | Grade I | 2 | 4 | 4 | 4 | 4
7.2 | Grade II | 1 | 4 | 4 | 4 | 4
7.3 | Grade III | 13 | 14 | 14 | 14 | 14
7.4 | Grade IV | 0 | 0 | 0 | 0 | 0
8 | Others (please specify)
8.1 | Grade I | 2 | 2 | 2 | 2 | 2
8.2 | Grade II | 3 | 2 | 2 | 2 | 2
8.3 | Grade III | 16 | 25 | 25 | 25 | 25
8.4 | Grade IV | 25 | 25 | 25 | 25 | 25
| Total Employees | 927 | 901 | 901 | 901 | 901
Note on D33: MercadosEMI: Interest on Staff welfare fund claimed as Emp Expenses
Note on E33: MercadosEMI: Interest on Staff welfare fund claimed as Emp Expenses
Note on F33: MercadosEMI: Interest on Staff welfare fund claimed as Emp Expenses
Note on G33: MercadosEMI: Interest on Staff welfare fund claimed as Emp Expenses

## F3.3
Maharashtra State Power Generation Company Ltd.
MYT Petition Formats for Khaperkheda Unit 1-4
Form 3.3: Administration & General Expenses
(Rs. Crore)
Sr. No. | Particulars | FY 2022-23 | FY 2023-24 | FY 2024-25
|  | April-March (Audited ) | April-March (Audited ) | Apr-Sep (Actual) | Oct-Mar (Estimated) | April - March (Estimated)
|  | (a) | (b) | (d) | (e ) | (f)=(d)+(e )
1 | Rent | 0 | 2.7761 | 0 | 0 | 0
2 | Rent Rates & Taxes | 3.1076 | 3.3212 | 1.7439 | 1.7434 | 3.4873
3 | Insurance | 1.2816 | 1.2919 | 0.31142 | 1.045 | 1.3564
4 | Telephone & Postage, etc. | 0.12245 | 0.1326 | 0.038258 | 0.10097 | 0.13923
5 | Legal charges & Audit fee | 0.0052252 | 0.0042313 | 0.0049063 | 0.0012291 | 0.0061354
6 | Professional, Consultancy, Technical fee | 1.1057 | 1.8421 | 0.73364 | 1.2005 | 1.9342
7 | Conveyance & Travel | 3.1266 | 3.8872 | 1.314 | 2.7676 | 4.0816
8 | Electricity charges |  |  |  |  | 0
9 | Water charges |  |  |  |  | 0
10 | Security arrangements | 17.5371 | 12.2378 | 4.0228 | 8.8269 | 12.8497
11 | Fees & subscription |  |  |  |  | 0
12 | Books & periodicals | 0.39609 | 0.11514 | 0.050354 | 0.070547 | 0.1209
13 | Computer Stationery |  |  |  |  | 0
14 | Printing & Stationery | 0.57446 | 0.7902 | -0.42201 | 1.2517 | 0.82971
15 | Advertisements |  |  |  |  | 0
16 | Purchase Related Advertisement Expenses |  |  |  |  | 0
17 | Contribution/Donations |  |  |  |  | 0
18 | License Fee and other related fee |  |  |  |  | 0
19 | Vehicle Running Expenses Truck / Delivery Van |  |  |  |  | 0
20 | Vehicle Hiring Expenses Truck / Delivery Van |  |  |  |  | 0
21 | Admin building Rent (Treatment is different as per IND AS) | 2.4512 | 7.7554 | 2.0126 | 2.249 | 4.2616
22 | Outsourcing of metering and billing system |  |  |  |  | 0
23 | Freight On Capital Equipments |  |  |  |  | 0
24 | V-sat, Internet and related charges |  |  |  |  | 0
25 | Training |  |  |  |  | 0
26 | Bank Charges |  |  |  |  | 0
27 | Miscellaneous Expenses | 4.8687 | 0 | 0.00011021 | 0 | 0.00011021
28 | Office Expenses |  |  |  |  | 0
29 | Others | 0.20227 | 0.083907 | 0.045241 | 0.042862 | 0.088103
30 | Group 79 and its allocation |  |  |  |  | 0
31 | Other Gen expenses-Security |  |  |  |  | 0
32 | Rescheduling charges | 0 | 0 | 0 | 0 | 0
33 | HO/SE Coal/WM | 3.1667 | 7.1563 | 0 | 0 | 0
34 | Gross A &G Expenses | 37.9457 | 41.3941 | 9.8552 | 19.2998 | 29.155
35 | Less: Expenses Capitalised
36 | Net A &G Expenses | 37.9457 | 41.3941 | 9.8552 | 19.2998 | 29.155
Note on D20: MercadosEMI: Other Gen expenses-Security
Note on E20: MercadosEMI: Other Gen expenses-Security
Note on F20: MercadosEMI: Other Gen expenses-Security
Note on G20: MercadosEMI: Other Gen expenses-Security
Note on D39: MercadosEMI: Fees
Note on E39: MercadosEMI: Fees
Note on F39: MercadosEMI: Fees
Note on G39: MercadosEMI: Fees

## F3.4
Maharashtra State Power Generation Company Ltd.
MYT Petition Formats for Khaperkheda Unit 1-4
Form 3.4: Repair & Maintenance Expenses
(Rs. Crore)
Sr. No. | Particulars | FY 2022-23 | FY 2023-24 | FY 2024-25 |  |  | Ensuing Years
|  | April-March (Audited ) | April-March (Audited ) | Apr-Sep (Actual) | Oct-Mar (Estimated) | April - March (Estimated) | FY 2025-26 | FY 2026-27 | FY 2027-28 | FY 2028-29 | FY 2029-30
|  | (a) | (b) | (d) | (e ) | (f)=(d)+(e ) | Projected | Projected | Projected | Projected | Projected
1 | Plant & Machinery | 170.2616 | 197.7706 | 79.5032 | 112.5038 | 192.007
2 | Civil/Hydraulic, building | 0.020841 | 0.013772 | 0.0049116 | 0.0095489 | 0.014461
3 | Pollution control Exp | 0 | 0 | 0 | 0 | 0
4 | Hydraulic Works |  |  |  |  | 0
5 | Lines & Cable Networks | 0.0034604 | 0.037486 | 0.0074731 | 0.031887 | 0.03936
6 | Vehicles |  |  |  |  | 0
7 | Furniture & Fixtures |  |  |  |  | 0
8 | Office Equipment |  |  |  |  | 0
9 | Income of LD recovery-Reduced from R& M | -0.82938 | -1.4393 | 0 | 0
10 | Material Variance cost - O & M | -0.14254 | 0.12566 | 0 | 0
11 | HO/SE Coal/WM | 1.3689 | 2.665 | 0 | 0
12 | Gross R&M Expenses | 170.6829 | 199.1732 | 79.5156 | 112.5453 | 192.0609
14 | Gross Fixed Assets at beginning of year | 2617.154 | 2659.2859 | 2770.3831 | 2770.3831 | 2770.3831 | 3371.9431 | 3592.7397 | 3868.4597 | 4257.2047 | 4400.4847
15 | R&M Expenses as % of GFA at beginning of year | 6.522% | 7.49% | 2.87% | 4.062% | 6.933% | 0% | 0% | 0% | 0% | 0%
Note on C19: MercadosEMI: Added

## F4
Maharashtra State Power Generation Company Ltd.
MYT Petition Formats for Khaperkheda Unit 1-4
Form 4: Summary of Capital Expenditure and Capitalisation
(Rs. Crore)
Sr. No. | Particulars | FY 2022-23 |  |  | FY 2023-24 |  |  | FY 2024-25 |  |  |  |  | Ensuing Years |  |  |  |  | Remarks
|  | MTR Order | April-March (Audited ) | True-Up requirement | MTR Order | April-March (Audited ) | True-Up requirement | MTR Order | Apr-Sep (Actual) | Oct-Mar (Estimated) | April - March (Estimated) | Provisional True-Up requirement | FY 2025-26 | FY 2026-27 | FY 2027-28 | FY 2028-29 | FY 2029-30
|  | (a) | (b) | (c) = (b) - (a) | (d) | (e) | (f) = (e) - (d) | (j) | (k) | (l) | (m) = (k)+(l) | (n) = (m) - (j) | Projected | Projected | Projected | Projected | Projected
1 | Capital Expenditure |  | 149.912 |  |  | 354.1796 |  |  |  |  | 207.1952 |  | 397.1133 | 1102.88 | 777.49 | 214.92 | 180.8
2 | Capitalisation | 45.77 | 43.1643 | -2.6057 | 421.13 | 112.0788 | -309.0512 | 101.0128 | 1.27 | 600.29 | 601.56 | 500.5472 | 220.7967 | 275.72 | 388.745 | 143.28 | 180.8
3 | IDC |  |  | 0 |  |  | 0 |  |  |  | 0 | 0
4 | Capitalisation + IDC | 45.77 | 43.1643 | -2.6057 | 421.13 | 112.0788 | -309.0512 | 101.0128 | 1.27 | 600.29 | 601.56 | 500.5472 | 220.7967 | 275.72 | 388.745 | 143.28 | 180.8
|  |  | 0 |  |  | 0 |  |  |  |  | 0 |  | 0 | 0 | 0 | 0 | 0
Note:
Detailed Justification shall be provided for variation in approved capital expenditure and capitalisation vis-a-vis actual capital expenditure and capitalisation

## F4.1
MSPGCL: Khaperkheda U # 1-4
MTR Petition Formats - Generation
| Project Details |  | Form 4.1: Capital Expenditure Plan | [14 empty] | (Rs. Crore)
Sr. No. | Project Code | Project Title | MERC Approval No. | MERC Approval Date | Project Purpose | Project Start Date |  |  | Project Completion date (Scheduled) |  |  | Capital Cost
[6 empty] | Original | Revised | Actual | Original | Revised | Actual | Approved | Actual Capital Cost Incurred | Deviation = Approved - Actual on account of
[14 empty] | Change in Scope of Work (a) | Material Cost (b) | IDC (c) | Others (d) | Total Deviation (a+b+c+d)
#REF!
#REF!
#REF! | #REF! | #REF! | #REF! | #REF! |  | #REF! |  | #REF! | #REF! |  | #REF! | #REF! | #REF! |  | #REF! |  |  | #REF!
#REF! | #REF! | #REF! | #REF! | #REF! |  | #REF! |  | #REF! | #REF! |  | #REF! | #REF! | #REF! |  | #REF! |  |  | #REF!
#REF! | #REF! | #REF! | #REF! | #REF! |  | #REF! |  | #REF! | #REF! |  | #REF! | #REF! | #REF! |  | #REF! |  |  | #REF!
#REF! | #REF! | #REF! | #REF! | #REF! |  | #REF! |  | #REF! | #REF! |  | #REF! | #REF! | #REF! |  | #REF! |  |  | #REF!
#REF! | #REF! | #REF! | #REF! | #REF! |  | #REF! |  | #REF! | #REF! |  | #REF! | #REF! | #REF! |  | #REF! |  |  | #REF!
#REF! | #REF! | #REF! | #REF! | #REF! |  | #REF! |  | #REF! | #REF! |  | #REF! | #REF! | #REF! |  | #REF! |  |  | #REF!
#REF! | #REF! | #REF! | #REF! | #REF! |  | #REF! |  | #REF! | #REF! |  | #REF! | #REF! | #REF! |  | #REF! |  |  | #REF!
#REF! | #REF! | #REF! | #REF! | #REF! |  | #REF! |  | #REF! | #REF! |  | #REF! | #REF! | #REF! |  | #REF! |  |  | #REF!
#REF! | #REF! | #REF! | #REF! | #REF! |  | #REF! |  | #REF! | #REF! |  | #REF! | #REF! | #REF! |  | #REF! |  |  | #REF!
#REF! | #REF! | #REF! | #REF! | #REF! |  | #REF! |  | #REF! | #REF! |  | #REF! | #REF! | #REF! |  | #REF! |  |  | #REF!
#REF! | #REF! | #REF! | #REF! | #REF! |  | #REF! |  | #REF! | #REF! |  | #REF! | #REF! | #REF! |  | #REF! |  |  | #REF!
#REF! | #REF! | #REF! | #REF! | #REF! |  | #REF! |  | #REF! | #REF! |  | #REF! | #REF! | #REF! |  | #REF! |  |  | #REF!
#REF! | #REF! | #REF! | #REF! | #REF! |  | #REF! |  | #REF! | #REF! |  | #REF! | #REF! | #REF! |  | #REF! |  |  | #REF!
#REF! | #REF! | #REF! | #REF! | #REF! |  | #REF! |  | #REF! | #REF! |  | #REF! | #REF! | #REF! |  | #REF! |  |  | #REF!
#REF! | #REF! | #REF! | #REF! | #REF! |  | #REF! |  | #REF! | #REF! |  | #REF! | #REF! | #REF! |  | #REF! |  |  | #REF!
#REF! | #REF! | #REF! | #REF! | #REF! |  | #REF! |  | #REF! | #REF! |  | #REF! | #REF! | #REF! |  | #REF! |  |  | #REF!
#REF! | #REF! | #REF! | #REF! | #REF! |  | #REF! |  | #REF! | #REF! |  | #REF! | #REF! | #REF! |  | #REF! |  |  | #REF!
#REF! | #REF! | #REF! | #REF! | #REF! |  | #REF! |  | #REF! | #REF! |  | #REF! | #REF! | #REF! |  | #REF! |  |  | #REF!
#REF! | #REF! | #REF! | #REF! | #REF! |  | #REF! |  | #REF! | #REF! |  | #REF! | #REF! | #REF! |  | #REF! |  |  | #REF!
#REF! | #REF! | #REF! | #REF! | #REF! |  | #REF! |  | #REF! | #REF! |  | #REF! | #REF! | #REF! |  | #REF! |  |  | #REF!
#REF! | #REF! | #REF! | #REF! | #REF! |  | #REF! |  | #REF! | #REF! |  | #REF! | #REF! | #REF! |  | #REF! |  |  | #REF!
#REF! | #REF! | #REF! | #REF! | #REF! |  | #REF! |  | #REF! | #REF! |  | #REF! | #REF! | #REF! |  | #REF! |  |  | #REF!
#REF! | #REF! | #REF! | #REF! | #REF! |  | #REF! |  | #REF! | #REF! |  | #REF! | #REF! | #REF! |  | #REF! |  |  | #REF!
#REF! | #REF! | #REF! | #REF! | #REF! |  | #REF! |  | #REF! | #REF! |  | #REF! | #REF! | #REF! |  | #REF! |  |  | #REF!
#REF! | #REF! | #REF! | #REF! | #REF! |  | #REF! |  | #REF! | #REF! |  | #REF! | #REF! | #REF! |  | #REF! |  |  | #REF!
#REF! | #REF! | #REF! | #REF! | #REF! |  | #REF! |  | #REF! | #REF! |  | #REF! | #REF! | #REF! |  | #REF! |  |  | #REF!
#REF! | #REF! | #REF! | #REF! | #REF! |  | #REF! |  | #REF! | #REF! |  | #REF! | #REF! | #REF! |  | #REF! |  |  | #REF!
#REF! | #REF! | #REF! | #REF! | #REF! |  | #REF! |  | #REF! | #REF! |  | #REF! | #REF! | #REF! |  | #REF! |  |  | #REF!
#REF! | #REF! | #REF! | #REF! | #REF! |  | #REF! |  | #REF! | #REF! |  | #REF! | #REF! | #REF! |  | #REF! |  |  | #REF!
#REF! | #REF! | #REF! | #REF! | #REF! |  | #REF! |  | #REF! | #REF! |  | #REF! | #REF! | #REF! |  | #REF! |  |  | #REF!
#REF! | #REF! | #REF! | #REF! | #REF! |  | #REF! |  | #REF! | #REF! |  | #REF! | #REF! | #REF! |  | #REF! |  |  | #REF!
#REF! | #REF! | #REF! | #REF! | #REF! |  | #REF! |  | #REF! | #REF! |  | #REF! | #REF! | #REF! |  | #REF! |  |  | #REF!
#REF! | #REF! | #REF! | #REF! | #REF! |  | #REF! |  | #REF! | #REF! |  | #REF! | #REF! | #REF! |  | #REF! |  |  | #REF!
#REF! | #REF! | #REF! | #REF! | #REF! |  | #REF! |  | #REF! | #REF! |  | #REF! | #REF! | #REF! |  | #REF! |  |  | #REF!
#REF! | #REF! | #REF! | #REF! | #REF! |  | #REF! |  | #REF! | #REF! |  | #REF! | #REF! | #REF! |  | #REF! |  |  | #REF!
#REF! | #REF! | #REF! | #REF! | #REF! |  | #REF! |  | #REF! | #REF! |  | #REF! | #REF! | #REF! |  | #REF! |  |  | #REF!
#REF! | #REF! | #REF! | #REF! | #REF! |  | #REF! |  | #REF! | #REF! |  | #REF! | #REF! | #REF! |  | #REF! |  |  | #REF!
#REF! | #REF! | #REF! | #REF! | #REF! |  | #REF! |  | #REF! | #REF! |  | #REF! | #REF! | #REF! |  | #REF! |  |  | #REF!
#REF! | #REF! | #REF! | #REF! | #REF! |  | #REF! |  | #REF! | #REF! |  | #REF! | #REF! | #REF! |  | #REF! |  |  | #REF!
#REF! | #REF! | #REF! | #REF! | #REF! |  | #REF! |  | #REF! | #REF! |  | #REF! | #REF! | #REF! |  | #REF! |  |  | #REF!
#REF! | #REF! | #REF! | #REF! | #REF! |  | #REF! |  | #REF! | #REF! |  | #REF! | #REF! | #REF! |  | #REF! |  |  | #REF!
#REF! | #REF! | #REF! | #REF! | #REF! |  | #REF! |  | #REF! | #REF! |  | #REF! | #REF! | #REF! |  | #REF! |  |  | #REF!
#REF! | #REF! | #REF! | #REF! | #REF! |  | #REF! |  | #REF! | #REF! |  | #REF! | #REF! | #REF! |  | #REF! |  |  | #REF!
#REF! | #REF! | #REF! | #REF! | #REF! |  | #REF! |  | #REF! | #REF! |  | #REF! | #REF! | #REF! |  | #REF! |  |  | #REF!
#REF! | #REF! | #REF! | #REF! | #REF! |  | #REF! |  | #REF! | #REF! |  | #REF! | #REF! | #REF! |  | #REF! |  |  | #REF!
#REF! | #REF! | #REF! | #REF! | #REF! |  | #REF! |  | #REF! | #REF! |  | #REF! | #REF! | #REF! |  | #REF! |  |  | #REF!
#REF! | #REF! | #REF! | #REF! | #REF! |  | #REF! |  | #REF! | #REF! |  | #REF! | #REF! | #REF! |  | #REF! |  |  | #REF!
#REF! | #REF! | #REF! | #REF! | #REF! |  | #REF! |  | #REF! | #REF! |  | #REF! | #REF! | #REF! |  | #REF! |  |  | #REF!
#REF! | #REF! | #REF! | #REF! | #REF! |  | #REF! |  | #REF! | #REF! |  | #REF! | #REF! | #REF! |  | #REF! |  |  | #REF!
#REF! | #REF! | #REF! | #REF! | #REF! |  | #REF! |  | #REF! | #REF! |  | #REF! | #REF! | #REF! |  | #REF! |  |  | #REF!
#REF! | #REF! | #REF! | #REF! | #REF! |  | #REF! |  | #REF! | #REF! |  | #REF! | #REF! | #REF! |  | #REF! |  |  | #REF!
#REF! | #REF! | #REF! | #REF! | #REF! |  | #REF! |  | #REF! | #REF! |  | #REF! | #REF! | #REF! |  | #REF! |  |  | #REF!
#REF! | #REF! | #REF! | #REF! | #REF! |  | #REF! |  | #REF! | #REF! |  | #REF! | #REF! | #REF! |  | #REF! |  |  | #REF!
#REF! | #REF! | #REF! | #REF! | #REF! |  | #REF! |  | #REF! | #REF! |  | #REF! | #REF! | #REF! |  | #REF! |  |  | #REF!
#REF! | #REF! | #REF! | #REF! | #REF! |  | #REF! |  | #REF! | #REF! |  | #REF! | #REF! | #REF! |  | #REF! |  |  | #REF!
#REF! | #REF! | #REF! | #REF! | #REF! |  | #REF! |  | #REF! | #REF! |  | #REF! | #REF! | #REF! |  | #REF! |  |  | #REF!
#REF! | #REF! | #REF! | #REF! | #REF! |  | #REF! |  | #REF! | #REF! |  | #REF! | #REF! | #REF! |  | #REF! |  |  | #REF!
#REF! | #REF! | #REF! | #REF! | #REF! |  | #REF! |  | #REF! | #REF! |  | #REF! | #REF! | #REF! |  | #REF! |  |  | #REF!
#REF! | #REF! | #REF! | #REF! | #REF! |  | #REF! |  | #REF! | #REF! |  | #REF! | #REF! | #REF! |  | #REF! |  |  | #REF!
#REF! | #REF! | #REF! | #REF! | #REF! |  | #REF! |  | #REF! | #REF! |  | #REF! | #REF! | #REF! |  | #REF! |  |  | #REF!
#REF! | #REF! | #REF! | #REF! | #REF! |  | #REF! |  | #REF! | #REF! |  | #REF! | #REF! | #REF! |  | #REF! |  |  | #REF!
#REF! | #REF! | #REF! | #REF! | #REF! |  | #REF! |  | #REF! | #REF! |  | #REF! | #REF! | #REF! |  | #REF! |  |  | #REF!
#REF! | #REF! | #REF! | #REF! | #REF! |  | #REF! |  | #REF! | #REF! |  | #REF! | #REF! | #REF! |  | #REF! |  |  | #REF!
#REF! | #REF! | #REF! | #REF! | #REF! |  | #REF! |  | #REF! | #REF! |  | #REF! | #REF! | #REF! |  | #REF! |  |  | #REF!
#REF! | #REF! | #REF! | #REF! | #REF! |  | #REF! |  | #REF! | #REF! |  | #REF! | #REF! | #REF! |  | #REF! |  |  | #REF!
#REF! | #REF! | #REF! | #REF! | #REF! |  | #REF! |  | #REF! | #REF! |  | #REF! | #REF! | #REF! |  | #REF! |  |  | #REF!
#REF! | #REF! | #REF! | #REF! | #REF! |  | #REF! |  | #REF! | #REF! |  | #REF! | #REF! | #REF! |  | #REF! |  |  | #REF!
#REF! | #REF! | #REF! | #REF! | #REF! |  | #REF! |  | #REF! | #REF! |  | #REF! | #REF! | #REF! |  | #REF! |  |  | #REF!
#REF! | #REF! | #REF! | #REF! | #REF! |  | #REF! |  | #REF! | #REF! |  | #REF! | #REF! | #REF! |  | #REF! |  |  | #REF!
#REF! | #REF! | #REF! | #REF! | #REF! |  | #REF! |  | #REF! | #REF! |  | #REF! | #REF! | #REF! |  | #REF! |  |  | #REF!
#REF! | #REF! | #REF! | #REF! | #REF! |  | #REF! |  | #REF! | #REF! |  | #REF! | #REF! | #REF! |  | #REF! |  |  | #REF!
#REF! | #REF! | #REF! | #REF! | #REF! |  | #REF! |  | #REF! | #REF! |  | #REF! | #REF! | #REF! |  | #REF! |  |  | #REF!
#REF! | #REF! | #REF! | #REF! | #REF! |  | #REF! |  | #REF! | #REF! |  | #REF! | #REF! | #REF! |  | #REF! |  |  | #REF!
#REF! | #REF! | #REF! | #REF! | #REF! |  | #REF! |  | #REF! | #REF! |  | #REF! | #REF! | #REF! |  | #REF! |  |  | #REF!
#REF! | #REF! | #REF! | #REF! | #REF! |  | #REF! |  | #REF! | #REF! |  | #REF! | #REF! | #REF! |  | #REF! |  |  | #REF!
#REF! | #REF! | #REF! | #REF! | #REF! |  | #REF! |  | #REF! | #REF! |  | #REF! | #REF! | #REF! |  | #REF! |  |  | #REF!
#REF! | #REF! | #REF! | #REF! | #REF! |  | #REF! |  | #REF! | #REF! |  | #REF! | #REF! | #REF! |  | #REF! |  |  | #REF!
#REF! | #REF! | #REF! | #REF! | #REF! |  | #REF! |  | #REF! | #REF! |  | #REF! | #REF! | #REF! |  | #REF! |  |  | #REF!
#REF! | #REF! | #REF! | #REF! | #REF! |  | #REF! |  | #REF! | #REF! |  | #REF! | #REF! | #REF! |  | #REF! |  |  | #REF!
#REF! | #REF! | #REF! | #REF! | #REF! |  | #REF! |  | #REF! | #REF! |  | #REF! | #REF! | #REF! |  | #REF! |  |  | #REF!
#REF! | #REF! | #REF! | #REF! | #REF! |  | #REF! |  | #REF! | #REF! |  | #REF! | #REF! | #REF! |  | #REF! |  |  | #REF!
#REF! | #REF! | #REF! | #REF! | #REF! |  | #REF! |  | #REF! | #REF! |  | #REF! | #REF! | #REF! |  | #REF! |  |  | #REF!
#REF! | #REF! | #REF! | #REF! | #REF! |  | #REF! |  | #REF! | #REF! |  | #REF! | #REF! | #REF! |  | #REF! |  |  | #REF!
#REF! | #REF! | #REF! | #REF! | #REF! |  | #REF! |  | #REF! | #REF! |  | #REF! | #REF! | #REF! |  | #REF! |  |  | #REF!
#REF! | #REF! | #REF! | #REF! | #REF! |  | #REF! |  | #REF! | #REF! |  | #REF! | #REF! | #REF! |  | #REF! |  |  | #REF!
#REF! | #REF! | #REF! | #REF! | #REF! |  | #REF! |  | #REF! | #REF! |  | #REF! | #REF! | #REF! |  | #REF! |  |  | #REF!
#REF! | #REF! | #REF! | #REF! | #REF! |  | #REF! |  | #REF! | #REF! |  | #REF! | #REF! | #REF! |  | #REF! |  |  | #REF!
#REF! | #REF! | #REF! | #REF! | #REF! |  | #REF! |  | #REF! | #REF! |  | #REF! | #REF! | #REF! |  | #REF! |  |  | #REF!
#REF! | #REF! | #REF! | #REF! | #REF! |  | #REF! |  | #REF! | #REF! |  | #REF! | #REF! | #REF! |  | #REF! |  |  | #REF!
#REF! | #REF! | #REF! | #REF! | #REF! |  | #REF! |  | #REF! | #REF! |  | #REF! | #REF! | #REF! |  | #REF! |  |  | #REF!
#REF! | #REF! | #REF! | #REF! | #REF! |  | #REF! |  | #REF! | #REF! |  | #REF! | #REF! | #REF! |  | #REF! |  |  | #REF!
#REF! | #REF! | #REF! | #REF! | #REF! |  | #REF! |  | #REF! | #REF! |  | #REF! | #REF! | #REF! |  | #REF! |  |  | #REF!
#REF! | #REF! | #REF! | #REF! | #REF! |  | #REF! |  | #REF! | #REF! |  | #REF! | #REF! | #REF! |  | #REF! |  |  | #REF!
#REF! | #REF! | #REF! | #REF! | #REF! |  | #REF! |  | #REF! | #REF! |  | #REF! | #REF! | #REF! |  | #REF! |  |  | #REF!
#REF! | #REF! | #REF! | #REF! | #REF! |  | #REF! |  | #REF! | #REF! |  | #REF! | #REF! | #REF! |  | #REF! |  |  | #REF!
#REF! | #REF! | #REF! | #REF! | #REF! |  | #REF! |  | #REF! | #REF! |  | #REF! | #REF! | #REF! |  | #REF! |  |  | #REF!
#REF! | #REF! | #REF! | #REF! | #REF! |  | #REF! |  | #REF! | #REF! |  | #REF! | #REF! | #REF! |  | #REF! |  |  | #REF!
#REF! | #REF! | #REF! | #REF! | #REF! |  | #REF! |  | #REF! | #REF! |  | #REF! | #REF! | #REF! |  | #REF! |  |  | #REF!
#REF! | #REF! | #REF! | #REF! | #REF! |  | #REF! |  | #REF! | #REF! |  | #REF! | #REF! | #REF! |  | #REF! |  |  | #REF!
#REF! | #REF! | #REF! | #REF! | #REF! |  | #REF! |  | #REF! | #REF! |  | #REF! | #REF! | #REF! |  | #REF! |  |  | #REF!
#REF! | #REF! | #REF! | #REF! | #REF! |  | #REF! |  | #REF! | #REF! |  | #REF! | #REF! | #REF! |  | #REF! |  |  | #REF!
#REF! | #REF! | #REF! | #REF! | #REF! |  | #REF! |  | #REF! | #REF! |  | #REF! | #REF! | #REF! |  | #REF! |  |  | #REF!
#REF! | #REF! | #REF! | #REF! | #REF! |  | #REF! |  | #REF! | #REF! |  | #REF! | #REF! | #REF! |  | #REF! |  |  | #REF!
#REF! | #REF! | #REF! | #REF! | #REF! |  | #REF! |  | #REF! | #REF! |  | #REF! | #REF! | #REF! |  | #REF! |  |  | #REF!
#REF! | #REF! | #REF! | #REF! | #REF! |  | #REF! |  | #REF! | #REF! |  | #REF! | #REF! | #REF! |  | #REF! |  |  | #REF!
#REF! | #REF! | #REF! | #REF! | #REF! |  | #REF! |  | #REF! | #REF! |  | #REF! | #REF! | #REF! |  | #REF! |  |  | #REF!
#REF! | #REF! | #REF! | #REF! | #REF! |  | #REF! |  | #REF! | #REF! |  | #REF! | #REF! | #REF! |  | #REF! |  |  | #REF!
#REF! | #REF! | #REF! | #REF! | #REF! |  | #REF! |  | #REF! | #REF! |  | #REF! | #REF! | #REF! |  | #REF! |  |  | #REF!
#REF! | #REF! | #REF! | #REF! | #REF! |  | #REF! |  | #REF! | #REF! |  | #REF! | #REF! | #REF! |  | #REF! |  |  | #REF!
#REF! | #REF! | #REF! | #REF! | #REF! |  | #REF! |  | #REF! | #REF! |  | #REF! | #REF! | #REF! |  | #REF! |  |  | #REF!
#REF! | #REF! | #REF! | #REF! | #REF! |  | #REF! |  | #REF! | #REF! |  | #REF! | #REF! | #REF! |  | #REF! |  |  | #REF!
#REF! | #REF! | #REF! | #REF! | #REF! |  | #REF! |  | #REF! | #REF! |  | #REF! | #REF! | #REF! |  | #REF! |  |  | #REF!
#REF! | #REF! | #REF! | #REF! | #REF! |  | #REF! |  | #REF! | #REF! |  | #REF! | #REF! | #REF! |  | #REF! |  |  | #REF!
#REF! | #REF! | #REF! | #REF! | #REF! |  | #REF! |  | #REF! | #REF! |  | #REF! | #REF! | #REF! |  | #REF! |  |  | #REF!
#REF! | #REF! | #REF! | #REF! | #REF! |  | #REF! |  | #REF! | #REF! |  | #REF! | #REF! | #REF! |  | #REF! |  |  | #REF!
#REF! | #REF! | #REF! | #REF! | #REF! |  | #REF! |  | #REF! | #REF! |  | #REF! | #REF! | #REF! |  | #REF! |  |  | #REF!
#REF! | #REF! | #REF! | #REF! | #REF! |  | #REF! |  | #REF! | #REF! |  | #REF! | #REF! | #REF! |  | #REF! |  |  | #REF!
#REF! | #REF! | #REF! | #REF! | #REF! |  | #REF! |  | #REF! | #REF! |  | #REF! | #REF! | #REF! |  | #REF! |  |  | #REF!
#REF! | #REF! | #REF! | #REF! | #REF! |  | #REF! |  | #REF! | #REF! |  | #REF! | #REF! | #REF! |  | #REF! |  |  | #REF!
#REF! | #REF! | #REF! | #REF! | #REF! |  | #REF! |  | #REF! | #REF! |  | #REF! | #REF! | #REF! |  | #REF! |  |  | #REF!
#REF! | #REF! | #REF! | #REF! | #REF! |  | #REF! |  | #REF! | #REF! |  | #REF! | #REF! | #REF! |  | #REF! |  |  | #REF!
#REF! | #REF! | #REF! | #REF! | #REF! |  | #REF! |  | #REF! | #REF! |  | #REF! | #REF! | #REF! |  | #REF! |  |  | #REF!
#REF! | #REF! | #REF! | #REF! | #REF! |  | #REF! |  | #REF! | #REF! |  | #REF! | #REF! | #REF! |  | #REF! |  |  | #REF!
#REF! | #REF! | #REF! | #REF! | #REF! |  | #REF! |  | #REF! | #REF! |  | #REF! | #REF! | #REF! |  | #REF! |  |  | #REF!
#REF! | #REF! | #REF! | #REF! | #REF! |  | #REF! |  | #REF! | #REF! |  | #REF! | #REF! | #REF! |  | #REF! |  |  | #REF!
#REF! | #REF! | #REF! | #REF! | #REF! |  | #REF! |  | #REF! | #REF! |  | #REF! | #REF! | #REF! |  | #REF! |  |  | #REF!
#REF! | #REF! | #REF! | #REF! | #REF! |  | #REF! |  | #REF! | #REF! |  | #REF! | #REF! | #REF! |  | #REF! |  |  | #REF!
#REF! | #REF! | #REF! | #REF! | #REF! |  | #REF! |  | #REF! | #REF! |  | #REF! | #REF! | #REF! |  | #REF! |  |  | #REF!
#REF! | #REF! | #REF! | #REF! | #REF! |  | #REF! |  | #REF! | #REF! |  | #REF! | #REF! | #REF! |  | #REF! |  |  | #REF!
#REF! | #REF! | #REF! | #REF! | #REF! |  | #REF! |  | #REF! | #REF! |  | #REF! | #REF! | #REF! |  | #REF! |  |  | #REF!
#REF! | #REF! | #REF! | #REF! | #REF! |  | #REF! |  | #REF! | #REF! |  | #REF! | #REF! | #REF! |  | #REF! |  |  | #REF!
#REF! | #REF! | #REF! | #REF! | #REF! |  | #REF! |  | #REF! | #REF! |  | #REF! | #REF! | #REF! |  | #REF! |  |  | #REF!
#REF! | #REF! | #REF! | #REF! | #REF! |  | #REF! |  | #REF! | #REF! |  | #REF! | #REF! | #REF! |  | #REF! |  |  | #REF!
#REF! | #REF! | #REF! | #REF! | #REF! |  | #REF! |  | #REF! | #REF! |  | #REF! | #REF! | #REF! |  | #REF! |  |  | #REF!
#REF! | #REF! | #REF! | #REF! | #REF! |  | #REF! |  | #REF! | #REF! |  | #REF! | #REF! | #REF! |  | #REF! |  |  | #REF!
#REF! | #REF! | #REF! | #REF! | #REF! |  | #REF! |  | #REF! | #REF! |  | #REF! | #REF! | #REF! |  | #REF! |  |  | #REF!
#REF! | #REF! | #REF! | #REF! | #REF! |  | #REF! |  | #REF! | #REF! |  | #REF! | #REF! | #REF! |  | #REF! |  |  | #REF!
#REF! | #REF! | #REF! | #REF! | #REF! |  | #REF! |  | #REF! | #REF! |  | #REF! | #REF! | #REF! |  | #REF! |  |  | #REF!
#REF! | #REF! | #REF! | #REF! | #REF! |  | #REF! |  | #REF! | #REF! |  | #REF! | #REF! | #REF! |  | #REF! |  |  | #REF!
#REF! | #REF! | #REF! | #REF! | #REF! |  | #REF! |  | #REF! | #REF! |  | #REF! | #REF! | #REF! |  | #REF! |  |  | #REF!
#REF! | #REF! | #REF! | #REF! | #REF! |  | #REF! |  | #REF! | #REF! |  | #REF! | #REF! | #REF! |  | #REF! |  |  | #REF!
#REF! | #REF! | #REF! | #REF! | #REF! |  | #REF! |  | #REF! | #REF! |  | #REF! | #REF! | #REF! |  | #REF! |  |  | #REF!
#REF! | #REF! | #REF! | #REF! | #REF! |  | #REF! |  | #REF! | #REF! |  | #REF! | #REF! | #REF! |  | #REF! |  |  | #REF!
#REF! | #REF! | #REF! | #REF! | #REF! |  | #REF! |  | #REF! | #REF! |  | #REF! | #REF! | #REF! |  | #REF! |  |  | #REF!
#REF! | #REF! | #REF! | #REF! | #REF! |  | #REF! |  | #REF! | #REF! |  | #REF! | #REF! | #REF! |  | #REF! |  |  | #REF!
#REF! | #REF! | #REF! | #REF! | #REF! |  | #REF! |  | #REF! | #REF! |  | #REF! | #REF! | #REF! |  | #REF! |  |  | #REF!
#REF! | #REF! | #REF! | #REF! | #REF! |  | #REF! |  | #REF! | #REF! |  | #REF! | #REF! | #REF! |  | #REF! |  |  | #REF!
#REF! | #REF! | #REF! | #REF! | #REF! |  | #REF! |  | #REF! | #REF! |  | #REF! | #REF! | #REF! |  | #REF! |  |  | #REF!
#REF! | #REF! | #REF! | #REF! | #REF! |  | #REF! |  | #REF! | #REF! |  | #REF! | #REF! | #REF! |  | #REF! |  |  | #REF!

## F4.2
|  |  | MSPGCL: Khaperkheda U # 1-4 | [16 empty] | 2
MTR Petition Formats - Generation
| Project Details |  | Form 4.2: Capitalisation Plan | [18 empty] | (Rs. Crore) | [19 empty] | (Rs. Crore)
Sr. No. | Project Code | DPR | MERC Approval No. | Date of Submission | MERC Approval Date | Cost as per DPR Crs. | MERC Approved Cost | Debt Equity Ratio | Grant Funding | Approved Start Date | Actual Start Date | Approved Date of Completion | Actual Date of Completion | Benefits in Quantified Terms | Capital Expenditure | [12 empty] | Physical Progress (%) | [6 empty] | Capitalisation | [12 empty] | Old Asset retired against capitalised item (in Rs. Cr) | Remarks | Current Status
[15 empty] | Actual Capex till FY 2018-19 | Actual | Actual | Actual | Actual Capex till FY 2021-22 | Actual | Actual | Revised Projected | projected | projected | projected | projected | projected | Actual Progress till FY 2018-19 | Actual | Actual | Actual | Actual | Actual | Revised Projected | Actual Capitalization till FY 2018-19 | Actual | Actual | Actual | Actual Capitalization till FY 2021-22 | Actual | Actual | Revised Projected | projected | projected | projected | projected | projected
[16 empty] | FY 2019-20 | FY 2020-21 | FY 2021-22 |  | FY 2022-23 | FY 2023-24 | FY 2024-25 | FY 2025-26 | FY 2026-27 | FY 2027-28 | FY 2028-29 | FY 2029-30 |  | FY 2019-20 | FY 2020-21 | FY 2021-22 | FY 2022-23 | FY 2023-24 | FY 2024-25 |  | FY 2019-20 | FY 2020-21 | FY 2021-22 |  | FY 2022-23 | FY 2023-24 | FY 2024-25 | FY 2025-26 | FY 2026-27 | FY 2027-28 | FY 2028-29 | FY 2029-30
[50 empty] | N.A. | DPR | Not Initiated
| A) DPR Schemes | [48 empty] | N.A. | Scheme | WIP
| (i) Submitted to MERC | [48 empty] | N.A. | IDC | Partially Capitalised
1 | Combustion optimization system | DPR | MERC/CAP/DPR/10/2010-11/1491 | 2010-09-13 | 2010-10-29 | 10.743 | 10.743 |  |  | 2010-10-29 | [8 empty] | 0 | [19 empty] | 0 | [10 empty] | N.A. | Non-DPR | Capitalised
1.1 | Dynamic coal flow measurement and control (balancing) system (one) | Scheme | MERC/CAP/DPR/10/2010-11/1491 | 2010-09-13 | 2010-10-29 | 8.17 | 8.17 |  |  | 2010-10-29 | [8 empty] | 0 | [19 empty] | 0 | [10 empty] | Cancelled |  | Cancelled
1.2 | CO analyser (8 units) | Scheme | MERC/CAP/DPR/10/2010-11/1491 | 2010-09-13 | 2010-10-29 | 1.19 | 1.19 |  |  | 2010-10-29 | [8 empty] | 0 | [19 empty] | 0 | [10 empty] | Cancelled |  | To be cancelled
1.3 | Oxygen analyser (32 units) | Scheme | MERC/CAP/DPR/10/2010-11/1491 | 2010-09-13 | 2010-10-29 | 0.783 | 0.783 |  |  | 2010-10-29 |  |  |  |  | 0.75683 |  |  |  | 0.75683 | [15 empty] | 0.75683 |  |  |  | 0.75683 | [10 empty] | Capitalised |  | N.A.
| IDC | IDC | MERC/CAP/DPR/10/2010-11/1491 | 2010-09-13 | 2010-10-29 | 0.6 | 0.6 |  |  | 2010-10-29 | [8 empty] | 0 | [19 empty] | 0 | [10 empty] | N.A. |  | To be confirmed
2 | Spare HPT module for Khaparkheda Unit 1 & 2 | DPR | MERC/CAP/DPR/10/2010-11/1466 | 2010-08-18 | 2010-10-26 | 26.459 | 26.459 |  |  | 2010-10-26 | [8 empty] | 0 | [19 empty] | 0 | [10 empty] | N.A.
2.1 | HPT module 1 No (unit # 1) | Scheme | MERC/CAP/DPR/10/2010-11/1466 | 2010-08-18 | 2010-10-26 | 23.0379 | 23.0379 |  |  | 2010-10-26 |  |  |  |  | 23.9074 |  |  |  | 23.9074 | [15 empty] | 23.9074 |  |  |  | 23.9074 | [10 empty] | Capitalised
| IDC | IDC | MERC/CAP/DPR/10/2010-11/1466 | 2010-08-18 | 2010-10-26 | 3.4211 | 3.4211 |  |  | 2010-10-26 | [8 empty] | 0 | [19 empty] | 0 | [10 empty] | N.A.
3 | Economiser Upper Bank & Lower Bank coils for Khaperkheda Unit no. 3 and Unit no. 4 | DPR | MERC/CAP/DPR/10/2010-11/1695 | 2010-11-23 | 2010-12-15 | 26.35 | 26.35 |  |  | 2010-12-15 | [8 empty] | 0 | [19 empty] | 0 | [10 empty] | N.A.
3.1 | Economiser Upper Bank & Lower Bank coils for Khaperkheda Unit no. 3 and Unit no. 4 | Scheme | MERC/CAP/DPR/10/2010-11/1695 | 2010-11-23 | 2010-12-15 | 26.35 | 26.35 |  |  | 2010-12-15 |  |  |  |  | 11.77 |  |  |  | 11.77 | [15 empty] | 11.77 |  |  |  | 11.77 | [10 empty] | Capitalised
4 | Economiser & LTSH Upper Bank & Lower Bank coils for Khaperkheda Unit no. 1 and Unit no. 2 | DPR | MERC/CAPEX/20112012/01155 | 2011-03-28 | 2011-07-29 | 34.7916 | 34.7916 |  |  | 2011-07-29 | [8 empty] | 0 | [19 empty] | 0 | [10 empty] | N.A.
4.1 | Economiser & LTSH Coil for Unit 1 | Scheme | MERC/CAPEX/20112012/01155 | 2011-03-28 | 2011-07-29 | 15.6924 | 15.6924 |  |  | 2011-07-29 |  |  |  |  | 15.6924 |  |  |  | 15.6924 | [15 empty] | 15.6924 |  |  |  | 15.6924 | [10 empty] | Capitalised
4.2 | Economiser & LTSH Coil for Unit 2 | Scheme | MERC/CAPEX/20112012/01155 | 2011-03-28 | 2011-07-29 | 16.1528 | 16.1528 |  |  | 2011-07-29 |  |  |  |  | 16.1528 |  |  |  | 16.1528 | [15 empty] | 16.1528 |  |  |  | 16.1528 | [10 empty] | Capitalised
| IDC | IDC | MERC/CAPEX/20112012/01155 | 2011-03-28 | 2011-07-29 | 2.9464 | 2.9464 |  |  | 2011-07-29 | [8 empty] | 0 | [19 empty] | 0 | [10 empty] | N.A.
5 | Procurement & Replacement of Re-heater Rear Pendant Assembly Coils for 2*210MW Khaperkheda Unit no. 1 and Unit no. 2 | DPR | MERC/CAPEX/20122013/00603 | 2012-01-10 | 2012-06-18 | 10.3738 | 10.3738 |  |  | 2012-06-18 | [8 empty] | 0 | [19 empty] | 0 | [10 empty] | N.A.
5.1 | Re-heater coils for unit no. 1 | Scheme | MERC/CAPEX/20122013/00603 | 2012-01-10 | 2012-06-18 | 5.1267 | 5.1267 |  |  | 2012-06-18 |  |  |  |  | 5.1267 |  |  |  | 5.1267 | [15 empty] | 5.1267 |  |  |  | 5.1267 | [10 empty] | Capitalised
5.2 | Re-heater coils for unit no. 2 | Scheme | MERC/CAPEX/20122013/00603 | 2012-01-10 | 2012-06-18 | 5.1267 | 5.1267 |  |  | 2012-06-18 |  |  |  |  | 5.55 |  |  |  | 5.55 | [15 empty] | 5.55 |  |  |  | 5.55 | [10 empty] | Capitalised
| IDC | IDC | MERC/CAPEX/20122013/00603 | 2012-01-10 | 2012-06-18 | 0.1204 | 0.1204 |  |  | 2012-06-18 | [8 empty] | 0 | [19 empty] | 0 | [10 empty] | N.A.
6 | Procurement of HPT module suitable for khaperkheda TPS Unit 3 & 4 | DPR | MERC/TECH-1/CAPEX/ 20132014/02001 | 2013-06-19 | 2014-01-17 | 36.2 | 36.2 |  |  | 2014-01-17 | [8 empty] | 0 | [19 empty] | 0 | [10 empty] | N.A.
6.1 | Procurement of HPT module suitable for khaperkheda TPS Unit 3 & 4 | Scheme | MERC/TECH-1/CAPEX/ 20132014/02001 | 2013-06-19 | 2014-01-17 | 36.2 | 36.2 |  |  | 2014-01-17 |  |  |  |  | 32.4016 |  |  |  | 32.4016 | [15 empty] | 32.4016 |  |  |  | 32.4016 | [10 empty] | Capitalised
7 | Procurement Spare GTR, Locomotive & Compactors | DPR | MERC/TECH-1/CAPEX/ 20142015/00364 | 2014-03-18 | 2014-05-20 | 18.4521 | 18.4521 |  |  | 2014-05-20 | [8 empty] | 0 | [19 empty] | 0 | [10 empty] | N.A.
7.1 | 250 MVA Spare GTR | Scheme | MERC/TECH-1/CAPEX/ 20142015/00364 | 2014-03-18 | 2014-05-20 | 10.3496 | 10.3496 |  |  | 2014-05-20 |  |  |  |  | 11.2511 |  |  |  | 11.2511 | [15 empty] | 11.2511 |  |  |  | 11.2511 | [10 empty] | Capitalised
7.2 | Procurement of Locomotive 2no’s. | Scheme | MERC/TECH-1/CAPEX/ 20142015/00364 | 2014-03-18 | 2014-05-20 | 5.9927 | 5.9927 |  |  | 2014-05-20 |  |  |  |  | 5.9927 |  |  |  | 5.9927 | [15 empty] | 5.9927 |  |  |  | 5.9927 | [10 empty] | Capitalised
7.3 | Procurement of Compactors 2 no’s. | Scheme | MERC/TECH-1/CAPEX/ 20142015/00364 | 2014-03-18 | 2014-05-20 | 0.42979 | 0.42979 |  |  | 2014-05-20 |  |  |  |  | 0.4298 |  |  |  | 0.4298 | [15 empty] | 0.4298 |  |  |  | 0.4298 | [10 empty] | Capitalised
| IDC | IDC | MERC/TECH-1/CAPEX/ 20142015/00364 | 2014-03-18 | 2014-05-20 | 1.68 | 1.68 | [11 empty] | 0 | [19 empty] | 0 | [10 empty] | N.A.
8 | Procurement & Replacement of complete set of LTSH coils for Khaperkheda TPS Unit 3&4 | DPR | MERC/TECH-1/CAPEX/ 20142015/00363 | 2014-03-12 | 2014-05-20 | 17.81 | 17.81 |  |  | 2014-05-20 | [8 empty] | 0 | [19 empty] | 0 | [10 empty] | N.A.
8.1 | Procurement and replacement of LTSH coils for Khaperkheda TPS at U3 | Scheme | MERC/TECH-1/CAPEX/ 20142015/00363 | 2014-03-12 | 2014-05-20 | 8.58 | 8.58 |  |  | 2014-05-20 | 2015-04-28 | 2017-05-20 | 2016-08-24 | 1. Saving in the generation loss of @ 30 MUs per year for both the units. This will increase in PLF from 80.005 % to 80.505 (Percentage loss in generation due to boiler tube failure will be reduced by 0.5% i.e. by 30 MUs per year.) 2. Saving in Fuel oil consumption of @ 64 KL LDO & @54 KL FO for both the units. 3. DM consumption saving @ 324 KL for both the units (due to reduction in BTL). 4. Total tube failure at LTSH zone will be reduced. 5. Concentrated and localized flue gas erosion will be reduced. 6. Perfect alignment and locking of modules of LTSH will be achieved. 7. Uniform flue gas configuration will be achieved at LTSH. | 3.4291 |  |  |  | 3.4291 | [15 empty] | 3.4291 |  |  |  | 3.4291 | [10 empty] | Capitalised
8.2 | Procurement and replacement of LTSH coils for Khaperkheda TPS at U4 | Scheme | MERC/TECH-1/CAPEX/ 20142015/00363 | 2014-03-12 | 2014-05-20 | 8.58 | 8.58 |  |  | 2014-05-20 | 2017-01-21 | 2017-05-20 | 2017-09-05 | 1. Saving in the generation loss of @ 30 MUs per year for both the units. This will increase in PLF from 80.005 % to 80.505 (Percentage loss in generation due to boiler tube failure will be reduced by 0.5% i.e. by 30 MUs per year.) 2. Saving in Fuel oil consumption of @ 64 KL LDO & @54 KL FO for both the units. 3. DM consumption saving @ 324 KL for both the units (due to reduction in BTL). 4. Total tube failure at LTSH zone will be reduced. 5. Concentrated and localized flue gas erosion will be reduced. 6. Perfect alignment and locking of modules of LTSH will be achieved. 7. Uniform flue gas configuration will be achieved at LTSH. | 3.1809 |  |  |  | 3.1809 | [15 empty] | 3.1809 |  |  |  | 3.1809 | [10 empty] | Capitalised
| IDC | IDC | MERC/TECH-1/CAPEX/ 20142015/00363 | 2014-03-12 | 2014-05-20 | 0.65 | 0.65 |  |  | 2014-05-20 | [8 empty] | 0 | [19 empty] | 0 | [10 empty] | N.A.
9 | Development of Ash Bund (Waregaon) at K'kheda TPS | DPR | MERC/TECH 1/CAPEX/20132014/00823 | 2012-06-14 | 2013-07-09 | 38.7459 | 38.7459 |  |  | 2013-07-09 | [8 empty] | 0 | [19 empty] | 0 | [10 empty] | N.A.
9.1 | Construction of 3rd upstream raising of existing ash bund from TBL 299.50 Mtr to 302.50 Mtr at Waregaon, Khaperkheda TPS. | Scheme | MERC/TECH 1/CAPEX/20132014/00823 | 2012-06-14 | 2013-07-09 | 33.8585 | 33.8585 |  |  | 2013-07-09 | 2015-06-12 | 2016-12-17 | 2019-08-05 | Due to raising of ash bund from 299.50 ml to TBL 302.5, capacity of ash bund to accommodate ash will be enhanced. It would be feasible to store ash for next 5 years approximately. The stability of bund will be maintained, and generation loss due to unavailability of storage space for ash will be avoided. | 30.1381 | 2.3994 |  |  | 32.5375 | [15 empty] | 30.1381 | 2.3994 |  |  | 32.5375 | [10 empty] | Capitalised
9.2 | Construction of masonary dam (Gabion structure) at Waregaon TPS, Khaperkheda. | Scheme | MERC/TECH 1/CAPEX/20132014/00823 | 2012-06-14 | 2013-07-09 | 1.0561 | 1.0561 |  |  | 2013-07-09 | 2015-06-12 | 2016-12-17 | 2019-08-05 | Due to raising of ash bund from 299.50 ml to TBL 302.5, capacity of ash bund to accommodate ash will be enhanced. It would be feasible to store ash for next 5 years approximately. The stability of bund will be maintained, and generation loss due to unavailability of storage space for ash will be avoided. |  |  |  |  | 0 | [19 empty] | 0 | [10 empty] | Capitalised
9.3 | Construction of approach to drain wells and raising height of drain well no. 1,2 & 3 ash bund at Waregaon, Khaperkheda TPS | Scheme | MERC/TECH 1/CAPEX/20132014/00823 | 2012-06-14 | 2013-07-09 | 0.48488 | 0.48488 |  |  |  | 2015-06-12 | 2016-12-17 | 2019-08-05 | Due to raising of ash bund from 299.50 ml to TBL 302.5, capacity of ash bund to accommodate ash will be enhanced. It would be feasible to store ash for next 5 years approximately. The stability of bund will be maintained, and generation loss due to unavailability of storage space for ash will be avoided. |  |  |  |  | 0 | [19 empty] | 0 | [10 empty] | Capitalised
| IDC | IDC | MERC/TECH 1/CAPEX/20132014/00823 | 2012-06-14 | 2013-07-09 | 3.3464 | 3.3464 | [11 empty] | 0 | [19 empty] | 0 | [10 empty] | N.A.
10 | Various schemes related to CHP Improvement & Performance Optimization and scheme of conversion of existing Composite OHE to Conventional OHE | DPR | MERC/CAPEX/20152016/00422 | 2015-09-08 | 2016-08-03 | 11.03 | 10.76 |  |  | 2016-08-03 | [8 empty] | 0 | [19 empty] | 0 | [10 empty] | N.A.
10.1 | Air Cooled Suspension Magnet for Con. 3 & 6 of CHP 210 MW | Scheme | MERC/CAPEX/20152016/00422 | 2015-09-08 | 2016-08-03 | 2.43 | 2.18 |  |  | 2016-08-03 | 2018-03-01 | 2019-08-03 | 20/10/19 | • CHP performance will be improved. • Quality / Service / Reliability Improvement • System availability & reliability will be improved. • Process Efficiency Improvement • Process Efficiency will be improved due to more attracting forces of magnet. • Impact of improvements on plant parameters • Coal mill outage & generation loss can be minimized. | 2.2613 |  |  |  | 2.2613 | [15 empty] | 0 | 2.2613 |  |  | 2.2613 | [9 empty] | Here actual investment is more than aprroved cost due to the rise in rates over a period from actual preparation of estimate while DPR preparation to the actaul PO placement. Impact of GST is also the reason since 18 to 28% GST is came in force w.e.f July'2017 instead of 5% VAT or 15% service tax. | Capitalised
10.2 | Procurement of Impact crusher motor | Scheme | MERC/CAPEX/20152016/00422 | 2015-09-08 | 2016-08-03 | 0.84 | 0.84 |  |  | 2016-08-03 | 2017-01-02 | 2019-08-03 | 2017-08-03 | • Availability of crusher will be improved. • Quality / Service / Reliability Improvement • System availability & reliability will be improved. • Process Efficiency Improvement • Bunkering will improve due to availability of crusher. • Impact of improvements on plant parameters • Generation loss can be minimized. | 0.52579 |  |  |  | 0.52579 | [15 empty] | 0.52579 |  |  |  | 0.52579 | [10 empty] | Capitalised
10.3 | Procurement of 360V, 200 AH battery set and 360V 325 AH battery set for U# 1to 4 | Scheme | MERC/CAPEX/20152016/00422 | 2015-09-08 | 2016-08-03 | 1.1 | 1.1 |  |  | 2016-08-03 | 2018-06-14 | 2019-08-03 | 18/12/20 | The projected benefits by implementation of these schemes are as under: • 100% availability of auxiliaries. • Generation loss incurred due to non-availability of auxiliaries may be avoided. | 1.4109 | 0.046728 |  |  | 1.4576 | [15 empty] | 0 | 1.0473 | 0.41032 |  | 1.4576 | [9 empty] | Here actual investment is more than aprroved cost due to the rise in rates over a period from actual preparation of estimate while DPR preparation to the actaul PO placement. Impact of GST is also the reason since 18 to 28% GST is came in force w.e.f July'2017 instead of 5% VAT or 15% service tax. | Capitalised
10.4 | Procurement of POG Instruments for Unit 1 to 4 | Scheme | MERC/CAPEX/20152016/00422 | 2015-09-08 | 2016-08-03 | 0.77 | 0.77 |  |  | 2016-08-03 | 2017-04-01 | 2019-08-03 | 20/03/18 | The tangible benefit by adopting this practice cannot be worked out, but the instant availability of the analyzer for analysis will be useful for early detection of the fault and avoid further damages to the equipment. The use of such equipment will be also useful for enhancing the analytical analysis capacity among the employee’s. The performance trending of the poor performing equipment can be done which will help in decision making process. A0 & A3 size scanners are helpful for scanning of the technical drawings and manuals & store them in digital soft copy for ready reference of O&M staff & correspondence in electronic form which results in reduction in paper consumption. | 0.35015 |  |  |  | 0.35015 | [15 empty] | 0.35015 |  |  |  | 0.35015 | [9 empty] | Procurement of Digital flow meter and Power Analyser is cancelled | Capitalised
10.5 | Up gradation of safe scan flame scanner system by BHEL scan system in unit no. 1, 3 & 4 | Scheme | MERC/CAPEX/20152016/00422 | 2015-09-08 | 2016-08-03 | 1.35 | 1.35 |  |  |  | cancelled | 2019-08-03 | cancelled | scheme is cancelled | 0 |  |  |  | 0 | [15 empty] | 0 |  |  |  | 0 | [10 empty] | Cancelled
10.6 | Up gradation of old AVR system to DAVR | Scheme | MERC/CAPEX/20152016/00422 | 2015-09-08 | 2016-08-03 | 1.33 | 1.33 |  |  |  | cancelled | 2019-08-03 | cancelled | scheme is cancelled | 0 |  |  |  | 0 | [15 empty] | 0 |  |  |  | 0 | [10 empty] | Cancelled
10.7 | Conversion of existing Composite OHE to Conventional OHE | Scheme | MERC/CAPEX/20152016/00422 | 2015-09-08 | 2016-08-03 | 2.72 | 2.72 |  |  | 2016-08-03 | 2016-08-03 | 2019-08-03 | 2017-03-31 | Requirement of Railway department | 2.72 |  |  |  | 2.72 | [15 empty] | 2.72 |  |  |  | 2.72 | [10 empty] | Capitalised
| IDC | IDC | MERC/CAPEX/20152016/00422 | 2015-09-08 | 2016-08-03 | 0.49 | 0.47 | [11 empty] | 0 | [19 empty] | 0 | [10 empty] | N.A.
11 | ESP up-gradation for Unit-1 at Khaperkheda TPS | DPR | MERC/CAPEX/20152016/01261 | 2015-10-21 | 2016-01-11 | 32.01 | 32.01 |  |  | 2016-01-11 |  | 2018-03-31 | [6 empty] | 0 | [19 empty] | 0 | [10 empty] | N.A.
11.1 | ESP up-gradation for Unit-1 at Khaperkheda TPS | Scheme | MERC/CAPEX/20152016/01261 | 2015-10-21 | 2016-01-11 | 32.01 | 32.01 |  |  | 2016-01-11 |  | 2018-03-31 |  |  | 0 |  |  |  | 0 | [15 empty] | 0 |  |  |  | 0 | [9 empty] | Short closed by HO.Please be confirm from CE (Works) | Cancelled
13 | Procurement, installation and commissioning of Gravimetric Belt / Rotary Type Feeder, VFD for CEP, Up-gradation of BTS system & Environmental schemes at Khaperkheda TPS | DPR | MERC/CAPEX/20162017/01552 | 2016-11-15 | 2017-02-14 | 20.21 | 20.218 |  |  | 2017-02-14 | [8 empty] | 0 | [19 empty] | 0 | [10 empty] | N.A.
13.1 | Procurement, installation and commissioning of Gravimetric belt/rotary Feeder at U-1 & 2 | Scheme | MERC/CAPEX/20162017/01552 | 2016-11-15 | 2017-02-14 | 5.72 | 5.72 |  |  | 2017-02-14 | 2018-01-20 | 2020-02-14 | 2019-09-07 | The projected benefits by implementation of scheme under Procurement design, manufacture, supply & delivery, dismantling, retrofitting; erection, testing and commissioning of belt conveyor feeders for unit no. 1 & 2 Benefits achieved by implementing proposed scheme are as follows: There will be no chocking in the feeder in case of wet & sticky coal. There is nearly zero breakdown of feeder. The feeders are operating with consistent gravimetric Feed & with the accuracy in feeding. There will be improvement in mill operation giving better and uniform pulverization of coal. Improved combustion and boiler performance will be achieved. Improved Emission due to improvement in combustion will be achieved. Due to high availability of the feeder, the plant will be able to improve PLF. Coal dust leakage from coal feeders will be completely eliminated after installation of these feeders and strategically located observation ports provide excellent unobstructed views of the inside of the feeder. Therefore, it will be easy to carry out the maintenance if required. | 4.7418 |  |  |  | 4.7418 | [15 empty] | 2.37 | 2.3718 |  |  | 4.7418 | [10 empty] | Capitalised
13.2 | Installation of VFD to CEP at U-1 to 4 | Scheme | MERC/CAPEX/20162017/01552 | 2016-11-15 | 2017-02-14 | 8.64 | 8.64 |  |  | 2017-02-14 | 2019-05-21 | 2020-02-14 |  | The projected benefits by implementation of the scheme 1. APC of Khaperkheda TPS in MUs consumed would go down by at least 120 KWH ---Per CEP. 2. The earnings would increase by at least 34.27 Lacs every year (for single 210 MW unit), as guaranteed in offer document. 3. The VFD provides soft start to the pump avoiding starting jerks caused currently. 4. The Power Factor would improve to around 0.95 as against 0.84 as of now. 5. The vibration levels of CEP would go down as the 1X would reduce on reduced RPM. 6. The life of CEP and its motor would increase as the wear and tear of a pump is squarely proportional to the speed of the pump and the pump would always run on lower RPM than earlier. 7. Life of flow control valve, CD 17 and discharge line up to this valve would improve as the pressure would reduce in the piping as well as valve. | 0 | 1.9027 |  |  | 1.9027 | 0.38326 | 5.7082 | 0.76326 | 0.38326 | [11 empty] | 0 |  |  |  | 0 | 2.2949 | 2.4584 | 2.2949 | 2.0918 | [5 empty] | Cost overrun is due to changes in tax slab from 5% VAT/ 15% service tax to 18% GST at the time of actual PO placement compare to approved DPR estimate.Unit 4 Work completed and capitalised in FY 2022-23 ,Unit #2 Work completed and capitalised in FY 2023-24, Unit#3 Work will be completed in FY 2024-25 during scheduled AOH in August 2024.& remaining Unit #1 work will be completed in FY 2025-26 during Unit #1 AOH | Partially Capitalised
13.3 | Installation of BTS system at U-4 | Scheme | MERC/CAPEX/20162017/01552 | 2016-11-15 | 2017-02-14 | 0.98 | 0.98796 |  |  | 2017-02-14 | 2018-10-16 | 2020-02-14 | 2019-08-11 | Technical Improvements: • Improvement in Operational Performance. • Improvement in Process Performance. • Improvement in System reliability. • Improvement in monitoring of continuous Breaker Trip & Close circuits. • The system has standard communication Protocol. • The system has advanced Software tools for virtual testing, transfer event upload & SOE facility. Quality / Service / Reliability Improvement: Quality / Service / Reliability of the system will improve. Process Efficiency Improvement: No direct relation with process efficiency, as per CPRI guidelines latest technology systems need to be installed for improvement in reliability and performance optimization. Also any tripping due to non availability of this system will be avoided. | 0.87172 | 0.11623 |  |  | 0.98796 | [15 empty] | 0 | 0.98796 |  |  | 0.98796 | [10 empty] | Capitalised
13.4 | Replacement of SOx/NOx analyzer at U-1 to 4 | Scheme | MERC/CAPEX/20162017/01552 | 2016-11-15 | 2017-02-14 | 2.42 | 2.42 |  |  | 2017-02-14 | 2018-03-01 | 2020-02-14 | 2019-03-31 | The system provides following Key Advantages: Above scheme is Mandatory for On-Line measurement of SO2 / NOx of Flue Gas as per MPCB Rules of Regulation & Environment Compliance. It helps to monitor Pollutant Emission. To monitor Quality of Combustion. Quality / Service / Reliability Improvement: • It is Mandatory for On-Line measurement of SO2 / NOx of Flue Gas as per MPCB Rules of Regulation & Environment Compliance. Process Efficiency Improvement: • Process Improvement in Operation Procedures & Decision. | 2.3035 |  |  |  | 2.3035 | [15 empty] | 2.3035 |  |  |  | 2.3035 | [10 empty] | Capitalised
13.5 | Procurement of TGA,CHNS analyzer and Bomb calorimeter at U-5 | Scheme | MERC/CAPEX/20162017/01552 | 2016-11-15 | 2017-02-14 | 1.71 | 1.71 |  |  | 2017-02-14 | 2017-04-01 | 2020-02-14 | 2018-03-31 | • More accurate and reliable analysis of proximate and ultimate parameters of received / blended coal • No heat radiation to operator • Simple and convenient operation technology • Reduced analysis time • Achieving better control over process controlling operational parameters • Precise combustion optimization due to pre-intimation of quality of coal. • Useful for process optimization of boiler efficiency. • Indirect improvement in heat rate. • Availability of qualitative and quantitative fuel data bank for evaluation of present and future performance level and gap analysis. • Slagging, fouling and fireside corrosion can be avoided by knowing exact nature of fuel. • Fuel saving by optimizing excess air. • Flawless analysis results will be possible to endure at controversial circumstances. | 0.2897 |  |  |  | 0.2897 | [15 empty] | 0.2897 |  |  |  | 0.2897 | [9 empty] | TGA AND CHNS ANALYSER IS CANCELLED AND BOMB CALORIMETER IS CAPITALISED | Capitalised
| IDC | IDC | MERC/CAPEX/20162017/01552 | 2016-11-15 | 2017-02-14 | 0.74 | 0.74 |  |  | 2017-02-14 | [8 empty] | 0 | [19 empty] | 0 | [10 empty] | N.A.
16 | Up gradation of HMI System at Unit No 3 & 4 at Khaperkheda TPS | DPR | MERC/CAPEX/20172018/03946 | 2017-05-20 | 2017-07-19 | 13.39 | 13.39 |  |  | 2017-07-19 | [8 empty] | 0 | [19 empty] | 0 | [10 empty] | N.A.
16.1 | HMI Up-gradation at U# 3 & 4 | Scheme | MERC/CAPEX/20172018/03946 | 2017-05-20 | 2017-07-19 | 12.78 | 12.78 |  |  | 2017-07-19 | 2018-05-18 | 2019-07-19 |  | The benefits achieved by implementation of above schemes are as follows: • Main two alpha servers will now be replaced by new Intel core 2 Duo or equivalent Processor. • Spares will be available for Servers and Workstations. • Spares will be available for functional keyboards. • Spares will be available for VME rack electronic cards. (Interconnection between DCS and WSPOSE system) | 12.5611 |  |  |  | 12.5611 | [15 empty] | 0 |  | 6.2805 |  | 6.2805 | 6.2805 |  | 0.62 | [6 empty] | Cost overrun is due to changes in tax slab from 5% VAT/ 15% service tax to 18% GST at the time of actual PO placement compare to approved DPR estimate. | Partially Capitalised
| IDC | IDC | MERC/CAPEX/20172018/03946 | 2017-05-20 | 2017-07-19 | 0.61 | 0.61 |  |  | 2017-07-19 | [8 empty] | 0 | [19 empty] | 0 | [10 empty] | N.A.
21 | Procurement of APH Basket for unit # 1 to 5 and Up-gradation of HT Motor Protection Relay in Unit # 1 to 4 at Khaperkheda TPS | DPR | MERC/CAPEX/2018-2019/105 | 2018-08-23 | 2019-04-05 | 9.77 | 9.77 |  |  | 2019-04-05 | [8 empty] | 0 | [19 empty] | 0 | [10 empty] | N.A.
21.1 | Procurement of assembly of baskets for air preheater of type bisector APH 27 VI: 1850, 12 sector in unit no. 1 & 2 and bisector APH 27 VI: 2000; 24 sector in unit no. 3 & 4 (210MW x 4) at TPS, Khaperkheda | Scheme | MERC/CAPEX/2018-2019/105 | 2018-08-23 | 2019-04-05 | 5.71 | 5.71 |  |  | 2019-04-05 | 2019-05-23 | 2021-04-05 |  | *improvement in flue gas temperature & pressure *improvement in boiler efficiency by reducing heat rate by 6 -10Kcal/KWhr *To reduce APC | 0 | 3.35 | 1.7626 |  | 5.1126 | 2.9843 | [14 empty] | 0 | 1.6195 | 1.7277 |  | 3.3472 | 2.1347 | 2.6123 | [8 empty] | Capitalised
21.3 | Up-gradation of H.T. Motor protection relays in Unit 1 to 4 (210MW), Khaperkheda TPS | Scheme | MERC/CAPEX/2018-2019/105 | 2018-08-23 | 2019-04-05 | 3.96 | 3.96 |  |  | 2019-04-05 | 31.12.2020 | 2021-04-05 |  | *To avoid cost of failure of HT motors protection relays. *precise setting can be incorporated to protect HT motors with new relays *The new age motor protection relays will cover all motor protection required for HT/LT motor feeders and give accurate and reliable operation of relay to protect motor for future period. *The new age numerical relays provide easy fault finding solution. It also gives history data for better fault analysis. Hence there is System improvement only | 0 |  |  | 2.9881 | 2.9881 | 0.12555 |  | 0.14 | [12 empty] | 0 |  |  | 2.9881 | 2.9881 | 0.12555 |  | 0.14 | [7 empty] | Partially Capitalised
| IDC | Scheme | MERC/CAPEX/2018-2019/105 | 2018-08-23 | 2019-04-05 | 0.1 | 0.1 |  |  | 2019-04-05 | [8 empty] | 0 | [19 empty] | 0 |  | 0.18424 | [8 empty] | N.A.
22 | Procurement of LPT rotor suitable for Unit # 3 & 4 of 210 MW at Khaperkheda TPS | DPR | MERC/CAPEX/2018-2019/132 | 2018-09-21 | 2019-05-09 | 27.191 | 27.191 |  |  | 2019-05-09 | [8 empty] | 0 | [19 empty] | 0 | [10 empty] | N.A.
22.1 | Procurement of LPT rotor suitable for Unit # 3 & 4 of 210 MW at Khaperkheda TPS | Scheme | MERC/CAPEX/2018-2019/132 | 2018-09-21 | 2019-05-09 | 26.491 | 26.491 |  |  | 2019-05-09 | 2020-04-07 | 2021-05-09 |  | * improvement in heat rate by 10 kcal/kwhr *improvement in PLF *AVAILIBILITY & RELIABILITY of plant increased | 0 |  |  |  | 0 | 10.7515 | [14 empty] | 0 |  |  |  | 0 |  | 10.7515 | [7 empty] | .CAPITALISED IN FY 2023-24 | Capitalised
| IDC | IDC | MERC/CAPEX/2018-2019/132 | 2018-09-21 | 2019-05-09 | 0.7 | 0.7 | [11 empty] | 0 | [19 empty] | 0 | [10 empty] | N.A.
23 | Supply, Erection & commissioning of HT Vacuum circuit Breakers & SF6 contactors at AHP (U#1-4) & CHP (U#1 to 5) and 160 KW VFD Panel with Motor for fire-fighting pumps at U#1 to 4 at Khaperkheda TPS | DPR | MERC/CAPEX/2019-2020/799 | 2019-04-03 | 2019-09-27 | 10.93 | 10.9 |  |  | 2019-09-27 | [8 empty] | 0 | [19 empty] | 0 | [10 empty] | N.A.
23.1 | Supply, erection & commissioning of HT Vacuum Circuit Breakers & SF6 contactors at AHP (Unit#1 to 4, 210MW), Khaperkheda T.P.S. | Scheme | MERC/CAPEX/2019-2020/799 | 2019-04-03 | 2019-09-27 | 4.17 | 4.17 |  |  | 2019-09-27 | 2021-01-22 | 2021-09-27 |  | 1. Overall reliability of power plant will be increased due to 100% availibility of breakers 2. Life of breaker system will be enhanced. |  |  |  | 3.1199 | 3.1199 | 0.36441 | [18 empty] | 0 | 4.8883 | [9 empty] | Capitalised
23.2 | Supply, erection & commissioning of HT Vacuum Circuit Breakers & SF6 contactors at CHP (Unit#1 to 4, 210MW) and CHP (Unit#5, 500MW) Khaperkheda T.P.S. | Scheme | MERC/CAPEX/2019-2020/799 | 2019-04-03 | 2019-09-27 | 3.81 | 3.81 |  |  | 2019-09-27 | 2021-01-22 | 2021-09-27 |  | 1. Overall reliability of power plant will be increased due to 100% availibility of breakers 2. Life of breaker system will be enhanced. |  |  |  | 1.2978 | 1.2978 | 2.5244 | 0.20886 | [17 empty] | 0 |  | 2.7332 | [8 empty] | Capitalised
23.3 | Supply, Erection & commissioning of 150 KW VFD Panel with motor for fire-fighting pumps at 210 MW Khaperkheda TPS. | Scheme | MERC/CAPEX/2019-2020/799 | 2019-04-03 | 2019-09-27 | 2.34 | 2.34 |  |  | 2019-09-27 | 2021-09-29 | 2021-09-27 |  | 1. 100% availibility of fie hydrant pumps 2.VFD control the starting high currrent & provide soft starting 3. VFD provides energy saving during flow control by avoiding throttling lossed. 4. Motor & motor coupling life will get enhanced |  |  |  |  | 0 | 1.9968 | 0.09888 | [17 empty] | 0 |  | 2.0957 | [8 empty] | Capitalised
| IDC | IDC | MERC/CAPEX/2019-2020/799 | 2019-04-03 | 2019-09-27 | 0.61 | 0.58 |  |  | 2019-09-27 | [8 empty] | 0 | [19 empty] | 0 | [10 empty] | N.A.
24 | Augmentation of Waregaon Ash Water Recovery System at TPS Khaperkheda | DPR | MERC/CAPEX/2019-20/732 | 2019-05-30 | 2019-09-16 | 14.1258 | 17.1984 |  |  | 2019-09-16 | [8 empty] | 0 | [19 empty] | 0 | [10 empty] | N.A.
24.1 | Augmentation of Waregaon Ash Water Recovery System at TPS Khaperkheda | Scheme | MERC/CAPEX/2019-20/732 | 2019-05-30 | 2019-09-16 | 12.1658 | 15.7884 |  |  | 2019-09-16 | 2020-07-17 | 2021-09-16 |  | 1. Raw water consumption of Kpkd plant will be reduced. 2. MoEFCC norms will be achieved 3. Ash management will be easier due to efficient ash water recovery 4. Recovered water can be reused fot various work within plant |  |  | 1.6297 | 6.4145 | 8.0442 | 5.8872 |  | 1.2672 | [16 empty] | 0 | 13.9315 |  | 1.2672 | [7 empty] | Capitalised
| IDC | IDC | MERC/CAPEX/2019-20/732 | 2019-05-30 | 2019-09-16 | 1.96 | 1.41 | [11 empty] | 0 | 0.58812 | [18 empty] | 0 | 0.58812 | [9 empty] | N.A.
25 | Procurement of VFD with HMI & Controller & Replacing with existing Eddy-current drives of Coal feeders at U# 3 & 4 and Procurement of Various Critical Components of GEHO Pump (Model-TZPM 800) for AHP-1 at Khaperkheda TPS | DPR | MERC/CAPEX/2019-2020/734 | 2019-07-20 | 2019-09-16 | 10.6535 | 10.6535 |  |  | 2019-09-16 |  |  |  | • Improvement in Operational Performance. • Improvement in Process Performance. • Improvement in System availability and reliability. • Reduction in power consumption. |  |  |  |  | 0 | [19 empty] | 0 | [10 empty] | N.A.
25.1 | Up-gradation of Existing BHEL make 36” Gravimetric Coal Feeders control panel with HMI and croprocessor based Controller with VFD, Motor & Weigh Module at Unit 3 & 4, (210MW) | Scheme | MERC/CAPEX/2019-2020/734 | 2019-07-20 | 2019-09-16 | 7.4655 | 7.4655 |  |  | 2019-09-16 |  | 2021-09-16 |  | 1. Maintenance & caliberation time of CF will be reduced 2.Power consumtion will be reduced due to replacing of eddy current drives by VFD controlled drives. 3.CF outages will be reduced & service will be improved. 4.All field & system related data will be available on HMI hence relibility of CF will be increased. 5.Direct improvement in process efficiency as less breakdown will occur and power saving. All field and system related data will be available on HMI. |  |  |  |  | 0 |  |  | 3.85 | 3.85 | [15 empty] | 0 |  |  | 3.85 | 3.85 | [6 empty] | WIP
25.2 | Procurement of various Critical Components of GEHO Pump (Model-TZPM 800) for AHP-1 (210MW) | Scheme | MERC/CAPEX/2019-2020/734 | 2019-07-20 | 2019-09-16 | 2.698 | 2.698 |  |  | 2019-09-16 | 2020-07-14 | 2021-09-16 | 2021-03-04 | 1. Breakdown time will be reduced. 2. Aux. water consumption will be reduced. 3. Periodical overhauls of pump will be possible with out plat outages. 4. Life & service will be enhanced |  |  | 2.6466 |  | 2.6466 | [18 empty] | 2.6466 | 2.6466 | [10 empty] | Capitalised
| IDC | IDC | MERC/CAPEX/2019-2020/734 | 2019-07-20 | 2019-09-16 | 0.49 | 0.49 | [11 empty] | 0 | [19 empty] | 0 | [10 empty] | N.A.
26 | Procurement, Replacement of Eco Coils U#1&2 210 MW, & Procurement & replacement of foundation Deck Spring assembly for coal mills U#3,4 at Khaperkheda TPS | DPR | MERC/CAPEX/2019-2020/853 | 2019-07-24 | 2019-10-10 | 15.4086 | 15.4086 |  |  | 2019-10-10 | [8 empty] | 0 | [19 empty] | 0 | [10 empty] | N.A.
26.1 | Procurement, Replacement of Eco Coils U#1&2 | Scheme | MERC/CAPEX/2019-2020/853 | 2017-01-10 | 2019-10-10 | 7.4996 | 7.4996 |  |  | 2019-10-10 | 2019-10-16 | 2021-10-10 | 2022-01-15 |  |  |  | 2.7255 | 3.9248 | 6.6503 | [18 empty] | 6.6503 | 6.6503 | [10 empty] | Capitalised
26.2 | Procurement & replacement of foundation Deck Spring assembly for coal mills U#3,4 | Scheme | MERC/CAPEX/2019-2020/853 | 2017-01-11 | 2019-10-10 | 6.679 | 6.679 |  |  | 2019-10-10 | 2022-03-08 | 2021-10-11 | [6 empty] | 0 | 3.006 | 0 | 4.0896 | [9 empty] | 45.01% | 8.078% | 0% |  |  |  |  | 0 |  |  | 3.55 | 3.55 |  |  |  |  | 3.006 | Partial capitalisation (50%qty )of scheme will be done in FY 2024-25 & remaining 50% qty work will be done in FY 2025-26 ( PO placed with 50%reduced qty). PO for remaining 50% qty was placed in FY 2024-25 | WIP
| IDC | IDC | MERC/CAPEX/2019-2020/853 | 2017-01-12 | 2019-10-10 | 1.23 | 1.23 | [11 empty] | 0 | [19 empty] | 0 | [10 empty] | N.A.
28 | ESP Upgradation of 5 Nos. of 210/500MW Units at Khaperkheda, Koradi & Chandrapur TPS | DPR | MERC/CAPEX/2022-2023/MSPGCL/0453 | 2021-02-26 | 2022-09-29 | 90.3535 | 90.3535 |  |  | 2022-09-29 | [8 empty] | 0 | [19 empty] | 0 | [10 empty] | N.A.
28.1 | ESP Upgradation at Unit #1, Khaperkheda TPS | Scheme | MERC/CAPEX/2022-2023/MSPGCL/0453 | 2021-02-26 | 2022-09-29 | 42.7114 | 42.7114 |  |  | 2022-09-29 | [7 empty] | 0 | 0 | 5.955 | 35.73 | 17.865 | [16 empty] | 0 | 0 | 0 |  | 54.445 | [5 empty] | Expenditure amount not CORRECTED please take from the CE(P&P) | WIP
28.2 | ESP Upgradation at Unit #2, Khaperkheda TPS | Scheme | MERC/CAPEX/2022-2023/MSPGCL/0453 | 2021-02-26 | 2022-09-29 | 42.7114 | 42.7114 |  |  | 2022-09-29 | [7 empty] | 0 | 0 | 5.955 | 35.73 | 17.865 | [16 empty] | 0 | 0 | 0 |  | 54.445 | [5 empty] | Expenditure amount not CORRECTED please take from the CE(P&P) | WIP
| IDC | IDC | MERC/CAPEX/2022-2023/MSPGCL/0453 | 2021-02-26 | 2022-09-29 | 4.9307 | 4.9307 |  |  | 2022-09-29 | [8 empty] | 0 | [19 empty] | 0 |  |  |  | 16 | [6 empty] | N.A.
29 | Flue Gas Desulphurisation System for Khaperkheda Unit # 1-4 | DPR | MERC/CAPEX/2021-2022/MSPGCL/097 | 2018-01-30 | 2022-03-14 | 226.913 | 113.4565 |  |  | 2022-03-14 | [8 empty] | 0 | [19 empty] | 0 | [10 empty] | N.A.
29.1 | FGD System for Khaperkheda Unit # 1-4 | Scheme | MERC/CAPEX/2021-2022/MSPGCL/097 | 2018-01-30 | 2022-03-14 | 218.3 | 109.15 |  |  | 2022-03-14 | 2022-03-29 | 2023-05-29 | [6 empty] | 0 | 51.12 | 204.46 | [11 empty] | 100% | [5 empty] | 0 |  | 0 | 130.03 | [6 empty] | MERC's Approval is for Unit # 3 & 4 only. Design Engineering & site clearnce in progress. | WIP
| IDC | IDC | MERC/CAPEX/2021-2022/MSPGCL/097 | 2018-01-30 | 2022-03-14 | 8.613 | 4.3065 | [11 empty] | 0 | [19 empty] | 0 | [10 empty] | N.A.
HO DPR 4 | Construction of coal platform for Chandrapur TPS, Khaperkheda TPS & Parli TPS | DPR | MERC/TECH 1/CAPEX/20132014/00827 | 2013-04-18 | 2013-07-09 | 5.43 | 5.43 |  |  | 2013-07-09 | [8 empty] | 0 | [19 empty] | 0 | [10 empty] | N.A.
HO DPR 4.2 | Khaperkheda TPS | Scheme | MERC/TECH 1/CAPEX/20132014/00827 | 2013-04-18 | 2013-07-09 | 5.43 | 5.43 |  |  | 2013-07-09 |  |  |  |  | 3.9936 |  |  |  | 3.9936 | [15 empty] | 3.9936 |  |  |  | 3.9936 | [10 empty] | Capitalised
| IDC | IDC | MERC/TECH 1/CAPEX/20132014/00827 | 2013-04-18 | 2013-07-09 |  |  |  |  | 2013-07-09 | [8 empty] | 0 | [19 empty] | 0 | [10 empty] | N.A.
HO DPR 5 | Procurement of energy efficient HT motors at Bhusawal TPS, Koradi TPS, Chandrapur TPS, khaperkheda TPS, Parli TPS & Paras TPS as insurance spares | DPR | MERC/TECH 1/CAPEX/20142015/01218 | 2014-10-01 | 2014-11-25 | 4.82 | 4.82 |  |  | 2014-11-25 | [8 empty] | 0 | [19 empty] | 0 | [10 empty] | N.A.
HO DPR 5.4a | 1. Procurement of 6.6 KV,300 KW, P.A.fan motor for U# 1 & 2 2. Procurement of 6.6 KV,425 KW,CM motor for U # 3 & 4 3. Procurement of 6.6 KV,1400KW,CW pump motor for U-1& 2 4. Procurement of 6.6 KV,1400 KW,CW pump motor for U-3&4 | Scheme | MERC/TECH 1/CAPEX/20142015/01218 | 2014-10-01 | 2014-11-25 | 3.82 | 3.82 |  |  | 2014-11-25 | 2016-11-08 | 2016-11-25 | 2020-07-14 | 1.Reduced failure reduces the yearly expenditure on maintenance and rewinding 2.The present-day motors are of energy efficient construction. 3.Increased efficiency resulting in reduced loading on the old cables and help avoid cable failures/replacements. 4.Reduced noise level and vibrations around the running motor. 4.Considerable generation loss on account of failure of HT motors can be avoided. | 1.6341 | 0.43182 | 0.46233 |  | 2.5283 |  | 0.069 | [13 empty] | 1.6341 |  | 0.88767 | 0.0064768 | 2.5283 |  | 0.069 | [8 empty] | Capitalised
HO DPR 5.4b | K'kheda: Procurement of HT Motors(GS/HP Water pump)for U-1&2 and Procurement of HT Motors (ACW)for U-3&4 | Scheme | MERC/TECH 1/CAPEX/20142015/01218 | 2014-10-01 | 2014-11-25 | 1 | 1 |  |  | 2014-11-25 | 2019-08-21 | 2016-11-25 | 2021-02-26 | 1.Reduced failure reduces the yearly expenditure on maintenance and rewinding 2.The present-day motors are of energy efficient construction. 3.Increased efficiency resulting in reduced loading on the old cables and help avoid cable failures/replacements. 4.Reduced noise level and vibrations around the running motor. 4.Considerable generation loss on account of failure of HT motors can be avoided. | 0 |  | 0.4 |  | 0.4 | [15 empty] | 0 |  | 0.4 |  | 0.4 | [10 empty] | Capitalised
HO DPR 6 | Supply, Installation, Commissioning and Operation & Maintenance Services of Continuous Ambient Air Quality Monitoring Stations (CAAQMS) at various TPS | DPR | MERC/CAPEX/20162017/00423 | 2016-02-03 | 2016-08-03 | 3.96 | 3.96 |  |  | 2016-08-03 | [8 empty] | 0 | [19 empty] | 0 | [10 empty] | N.A.
HO DPR 6.2 | KHAPERKHEDA (U-1 to 4) | Scheme | MERC/CAPEX/20162017/00423 | 2016-02-03 | 2016-08-03 | 3.96 | 3.96 |  |  | 2016-08-03 | 2018-05-30 | 2018-03-08 | 2021-11-29 |  | 0 |  | 2.8152 |  | 2.8152 | 0.30212 | [14 empty] | 0 |  | 2.8152 |  | 2.8152 | 0.30212 | [9 empty] | Capitalised
HO DPR 7 | Installation of Real Time Online Coal-Ash Analyzer at various TPS | DPR | MERC/CAPEX/20162017/00774 | 2016-08-26 | 2016-09-30 | 4.0552 | 4.0552 |  |  | 2016-09-30 | [8 empty] | 0 | [19 empty] | 0 | [10 empty] | N.A.
HO DPR 7.2 | Khaperkheda TPS | Scheme | MERC/CAPEX/20162017/00774 | 2016-08-26 | 2016-09-30 | 4.0552 | 4.0552 |  |  | 2016-09-30 |  |  |  |  | 0 |  |  |  | 0 | [15 empty] | 0 |  |  |  | 0 | [10 empty] | Not Initiated
HO DPR 8 | Replacement of Fire Tenders at Various Power Stations of Mahagenco | DPR | MERC/CAPEX/20172018/4653 | 2017-04-19 | 2017-11-13 | 2.7 | 2.7 |  |  | 2017-11-13 | [8 empty] | 0 | [19 empty] | 0 | [10 empty] | N.A.
HO DPR 8.1 | Advance Multipurpose Fire Tender for KPKD 1-4 | Scheme | MERC/CAPEX/20172018/4653 | 2017-04-19 | 2017-11-13 | 1.45 | 1.45 |  |  | 2017-11-13 | 2017-11-13 | 2019-11-13 | 2021-11-09 |  | 0 |  |  | 1.7765 | 1.7765 | [15 empty] | 0 |  |  | 1.7765 | 1.7765 | [10 empty] | Capitalised
HO DPR 8.2 | Normal Multipurpose Fire Tender KPKD 1-4 | Scheme | MERC/CAPEX/20172018/4653 | 2017-04-19 | 2017-11-13 | 1.25 | 1.25 |  |  | 2017-11-13 | 2022-02-03 | 2019-11-13 |  |  | 0 |  |  |  | 0 | 2.1847 | [14 empty] | 0 |  |  |  | 0 | 2.1847 | [9 empty] | Capitalised
| IDC | IDC | MERC/CAPEX/20172018/4653 | 2017-04-19 | 2017-11-13 |  |  |  |  | 2017-11-13 | [8 empty] | 0 | [19 empty] | 0 | [10 empty] | N.A.
HO DPR 9 | Pipe conveyor system for transporting Coal from WCL Coal mines to Koradi & Khaperkheda TPS | DPR | MERC/CAPEX/2017-18/0208 | 2017-12-13 | 2018-02-08 | 226.3024 | 226.3024 |  |  | 2018-02-08 | [8 empty] | 0 | [19 empty] | 0 | [10 empty] | N.A.
HO DPR 9.1 | Pipe conveyor system for transporting Coal from WCL Coal mines to Koradi & Khaperkheda TPS | Scheme | MERC/CAPEX/2017-18/0208 | 2017-12-13 | 2018-02-08 | 226.3024 | 226.3024 |  |  | 2018-02-08 | 2018-08-03 | 2019-11-08 |  | The key benefit of this conveying system is as follows: o Lesser cost of transport per Km / Ton. o Social benefit by eliminating congestion of connected road. o Environmentally more friendly. o More reliable, does not depend on vagaries of weather. o Less pilferage. | 23.15 | 97.62 | 66.87 | 41.73 | 229.37 | 37.33 | 24.53 | [6 empty] | 16% | 48% | 70% | 90% | 100% |  |  | 0 | 0 | 0 | 0 | 0 | 0 | 57.6077 | 273.81 | [6 empty] | Required More capitalisation as per previous discussion with Koradi Project to avoide disallowance against Non DPR capitalised in FY 2023-24.VC done with all concern CE(RCD) on dtd. 01.08.2024 regarding capitalisation of this scheme. | Partially Capitalised
HO DPR 10 | Implementation of IB recommendations- Civil works at various TPS of Mahagenco | DPR | MERC/CAPEX/20172018/0177 | 2018-01-12 | 2018-02-06 | 4.4604 | 4.4604 |  |  | 2018-02-06 | [8 empty] | 0 | [19 empty] | 0 | [10 empty] | N.A.
HO DPR 10.2a | Compond wall (IB recommdation),Plant Patrolling Roads (IB recommdation) TPS KPKD | Scheme | MERC/CAPEX/20172018/0177 | 2018-01-12 | 2018-02-06 | 4.4604 | 4.4604 |  |  | 2018-02-06 | 2019-02-04 | 2020-12-06 | 2020-01-21 |  | 0 | 2.7187 | 1.2081 |  | 3.9268 |  | 0.023832 | [13 empty] | 0 |  |  | 0.64975 | 0.64975 | 3.2771 | 0.023832 | [8 empty] | Capitalised
HO DPR 11 | Reuse of tertiary treated water for Koradi and Khaperkheda Thermal Power Plant from Bhandewadi STP | DPR | MERC/CAPEX/MSPGCL/2018-19/1156 | 2018-04-18 | 2018-07-24 | 9.23 | 9.23 |  |  | 2018-07-24 | [8 empty] | 0 | [19 empty] | 0 | [10 empty] | N.A.
HO DPR 11.1 | Reuse of tertiary treated water for Koradi and Khaperkheda Thermal Power Plant from Bhandewadi STP | Scheme | MERC/CAPEX/MSPGCL/2018-19/1156 | 2018-04-18 | 2018-07-24 | 9.05 | 9.05 |  |  | 2018-07-24 | 2019-02-25 | 2020-07-24 | 2021-11-07 | As per national & state water policy, priority is to be given to drinking use & agricultaral use of water. Mspgcl will be using GOI & GOM policy to use treated sewage water for therma plants to minimize the use of fresh water & to reduce pollutions in rivers of nagpur & gosi khurd dam.Also, to avoid situation to stop thermal plants due to non availibility of water. | 0 | 8.8458 | 3.563 | 0.89686 | 13.3057 | [15 empty] | 0 |  |  | 13.3057 | 13.3057 | [10 empty] | Capitalised
| IDC | IDC | MERC/CAPEX/MSPGCL/2018-19/1156 | 2018-04-18 | 2018-07-24 | 0.18 | 0.18 |  |  | 2018-07-24 | [8 empty] | 0 | [19 empty] | 0 | [10 empty] | N.A.
HO DPR 15 | Implementation of Water Flow Monitoring system at Chandrapur STPS & Khaperkheda TPS | DPR | MERC/CAPEX/2020-2021/WFH/SBR/37 | 2019-10-14 | 2020-10-27 | 5.1755 | 5.1755 |  |  | 2020-10-27 | [8 empty] | 0 | [19 empty] | 0 | [10 empty] | N.A.
HO DPR 15.3 | Electromagnetic Flow meters at various lines & Locations of 210 MW | Scheme | MERC/CAPEX/2020-2021/WFH/SBR/37 | 2019-10-14 | 2020-10-27 | 3.8515 | 3.8515 |  |  | 2020-10-27 |  |  |  | Implementation of this flow monitoring system will help in proper utilization of water & water audit. It will help to arrest any leakages occurring in the system. These will together help in billing purpose which MSPGCL pays to irrigation department. |  |  |  |  | 0 |  |  | 3.8515 | [16 empty] | 0 |  |  | 3.8515 | [7 empty] | WIP
HO DPR 15.4 | Automation: Centralized SCADA, RTU, MODBUS Cable, Power cable & mandatory spares | Scheme | MERC/CAPEX/2020-2021/WFH/SBR/37 | 2019-10-14 | 2020-10-27 | 1.324 | 1.324 |  |  | 2020-10-27 |  |  |  | Implementation of this flow monitoring system will help in proper utilization of water & water audit. It will help to arrest any leakages occurring in the system. These will together help in billing purpose which MSPGCL pays to irrigation department. |  |  |  |  | 0 |  |  | 1.324 | [16 empty] | 0 |  |  | 1.324 | [7 empty] | WIP
| IDC | IDC | MERC/CAPEX/2020-2021/WFH/SBR/37 | 2019-10-14 | 2020-10-27 | 0 | 0 |  |  | 2020-10-27 | [8 empty] | 0 | [19 empty] | 0 | [10 empty] | N.A.
30 | Supply of spare Generator Rotor for UNIT 1 & 2, 210MW | DPR | MERC/CAPEX/2023-24/0184 | 2022-05-30 | 2024-03-12 | 37.11 | 37.11 | [11 empty] | 0 | [19 empty] | 0 | [10 empty] | N.A.
30.1 | Supply of spare Generator Rotor for UNIT 1 & 2, 210MW | Scheme | MERC/CAPEX/2023-24/0184 | 2022-05-30 | 2024-03-12 | 36.7 | 36.7 | [11 empty] | 0 | 11.01 | 25.69 | [17 empty] | 0 |  |  | 36.7 | [7 empty] | WIP
| IDC | IDC | MERC/CAPEX/2023-24/0184 | 2022-05-30 | 2024-03-12 | 0.41 | 0.41 | [11 empty] | 0 | [19 empty] | 0
31 | Construction of 4th upstream raising of Waregaon Ash Bund from T.B.L 302.50 M to T.B.L. 305.50 M with raising of drain wells and modification of Masonary Dam (Waste Weir), 4 x210 MW, TPS, Khaperkheda | DPR | MERC/CAPEX/2023-2024/MSPGCL/0510 | 2022-11-26 | 2023-10-09 | 45.0535 | 45.0535 | [11 empty] | 0 | [19 empty] | 0 | [10 empty] | N.A.
31.1 | Construction of 4th upstream raising of Waregaon Ash Bund from T.B.L 302.50 M to T.B.L. 305.50 M at TPS, Khaperkheda. | Scheme | MERC/CAPEX/2023-2024/MSPGCL/0510 | 2022-11-26 | 2023-10-09 | 31.0231 | 31.0231 | [6 empty] | 1.The ash filling storage capacity will be imcreased by 3.95 MM3. The ash bund will in service further for next 3 Yrs approx depending upon ash utilisation. 2.Statutary requirement as per MPCB |  |  |  |  | 0 |  |  | 31.22 | [16 empty] | 0 |  |  | 31.22 | [6 empty] | This scheme will be capitalised in FY 24-25 (30% cost considered in 500MW) | WIP
31.2 | Raising of drain wells of Waregaon Ash Bund TPS, Khaperkheda. | Scheme | MERC/CAPEX/2023-2024/MSPGCL/0510 | 2022-11-26 | 2023-10-09 | 1.6569 | 1.6569 | [11 empty] | 0 | [19 empty] | 0 | [10 empty] | WIP
31.3 | Modification of Masonary Dam (Waste Weir) of Waregaon Ash Bund TPS, Khaperkheda. | Scheme | MERC/CAPEX/2023-2024/MSPGCL/0510 | 2022-11-26 | 2023-10-09 | 10.1857 | 10.1857 | [11 empty] | 0 | [19 empty] | 0 | [10 empty] | WIP
| IDC | IDC | MERC/CAPEX/2023-2024/MSPGCL/0510 | 2022-11-26 | 2023-10-09 | 2.1878 | 2.1878 | [11 empty] | 0 | [19 empty] | 0 | [10 empty] | N.A.
32 | Flue Gas Desulphurisation (FGD) System for Khaperkheda Unit # 1 & 2 | DPR | MERC/CAPEX/MSPGCL/2023-2024/0459 | 2023-03-24 | 2023-09-05 | 115.34 | 115.34 | [11 empty] | 0 | [19 empty] | 0 | [10 empty] | N.A.
32.1 | Flue Gas Desulphurisation (FGD) System for Khaperkheda Unit # 1 & 2 | Scheme | MERC/CAPEX/MSPGCL/2023-2024/0459 | 2023-03-24 | 2023-09-05 | 109.8 | 109.8 | [11 empty] | 0 | [19 empty] | 0 |  |  |  | 129.13 | [6 empty] | WIP
| IDC | IDC | MERC/CAPEX/MSPGCL/2023-2024/0459 | 2023-03-24 | 2023-09-05 | 5.54 | 5.54 | [11 empty] | 0 | [19 empty] | 0 | [10 empty] | N.A.
33 | Upgradation of DDC/DCS system for UNIT 1 & 3 of 210 MWKhaperkheda TPS | DPR | MERC/CAPEX/MSPGCL/2023-24/601 | 2023-03-28 | 2023-11-10 | 39.14 | 39.14 | [11 empty] | 0 | [19 empty] | 0 | [10 empty] | N.A.
33.1 | Upgradation of DDC/DCS system for UNIT 1 & 3 of 210 MWKhaperkheda TPS | Scheme | MERC/CAPEX/MSPGCL/2023-24/601 | 2023-03-28 | 2023-11-10 | 38.7 | 38.7 | [6 empty] | Upgradation of DDC system will result in improving system reliability. Improvement in reliability of control system resulting in safe and optimized operation. |  |  |  |  | 0 |  |  |  | 19.57 | 19.57 | [14 empty] | 0 |  |  |  | 19.57 | 19.57 | [5 empty] | WIP
| IDC | IDC | MERC/CAPEX/MSPGCL/2023-24/601 | 2023-03-28 | 2023-11-10 | 0.44 | 0.44 | [11 empty] | 0 | [19 empty] | 0 | [10 empty] | WIP
34 | Supply & commissioning of interconnection conveyor belt, Elecon make complete impact type crusher, Procurement of 4 NOs. Bull Dozer BEML BD-155 and Eco friendly and power efficient chiller system at Khaperkheda TPS | DPR | MERC/CAPEX/2023-2024/MSPGCL/0142 | 2023-07-24 | 2024-02-27 | 28.32 | 28.32 | [11 empty] | 0 | [19 empty] | 0 | [10 empty] | N.A.
34.1 | Design, engineering, manufacturing, supply, erection & commissioning of interconnection conveyor belt from 1 X 500MW to 4 X 210MW stack yard at CHP Khaperkheda TPS | Scheme | MERC/CAPEX/2023-2024/MSPGCL/0142 | 2023-07-24 | 2024-02-27 | 5.43 | 5.43 | [11 empty] | 0 | [19 empty] | 0 | [9 empty] | This scheme is to be added in 500MW | WIP
34.2 | Supply & installation of Elecon–make complete impact type crusher at CHP-I, Khaperkheda TPS | Scheme | MERC/CAPEX/2023-2024/MSPGCL/0142 | 2023-07-24 | 2024-02-27 | 4.29 | 4.29 | [6 empty] | 1. Crushers are in service since last 33 years, due to wear & tear availability reduced to 50%. 2. The scheme will benefit to restoration of capacity and availability will be @ 90%. 3. Demurrage charges will be reduced & benefit of 5.35 Crs. can be realized in one year. |  |  |  |  | 0 |  |  | 4.15 | [16 empty] | 0 |  |  | 4.15 | [7 empty] | WIP
34.3 | Procurement of 4 NOs. Bull Dozer BEML BD-155 at CHP, Khaperkheda TPS | Scheme | MERC/CAPEX/2023-2024/MSPGCL/0142 | 2023-07-24 | 2024-02-27 | 5.255 | 5.255 |  |  | 27.02.2024 |  |  |  | 1. The dozers are utilized for management of stack yard and directly with related with demurrage charges. 2. Availability of dozer will benefit to save the demurrage charges of 5.35 Crs. Can be realized in one year. |  |  |  |  | 0 |  |  | 12.0596 | [16 empty] | 0 |  | 12.0596 | [7 empty] | CPA PROCUREMENT PLEASE TAKE COST OVERRUN REASONS FROM O/O. CE(CPA) | Capitalised
34.4 | Supply, erection, & commissioning of Eco friendly and power efficient chiller system for khaperkheda TPS Unit 1 to 4, Service Building and WTP in place of present reciprocating type Chiller system | Scheme | MERC/CAPEX/2023-2024/MSPGCL/0142 | 2023-07-24 | 2024-02-27 | 11.96 | 11.96 | [11 empty] | 0 |  |  | 3.78 | 7.67 | [15 empty] | 0 |  |  | 3.78 | 7.67 | [6 empty] | WIP
| IDC | IDC | MERC/CAPEX/2023-2024/MSPGCL/0142 | 2023-07-24 | 2024-02-27 | 1.385 | 1.385 | [11 empty] | 0 | [19 empty] | 0 | [10 empty] | N.A.
35 | 5 Nos. of Boiler Improvement Schemes for Unit No. 1 to 4 | DPR | MERC/CAPEX/2024-2025/MSPGCL/0251 | 2022-11-16 | 2024-04-18 | 32.44 | 32.44 | [11 empty] | 0 | [19 empty] | 0 | [10 empty] | N.A.
35.1 | Procurement & replacement of Re-Heater Rear Pendent Assembly Coils for unit no. 3 & 4 (210 MW) | Scheme | MERC/CAPEX/2024-2025/MSPGCL/0251 | 2022-11-16 | 2024-04-18 | 8.86 | 8.86 | [11 empty] | 0 |  |  |  | 4.68 | 4.68 | [14 empty] | 0 |  |  |  | 4.68 | 4.68 | [5 empty] | WIP
35.2 | Procurement Complete Set of Sky Climber For Unit#1 To 5 Boilers. | Scheme | MERC/CAPEX/2024-2025/MSPGCL/0251 | 2022-11-16 | 2024-04-18 | 3.32 | 3.32 | [11 empty] | 0 |  |  | 2.43 | [16 empty] | 0 |  |  | 2.43 | [7 empty] | WIP
35.3 | Replacement of glasswool insulation and GI/CORRUGATED sheets of boiler and hot air ducts at unit 1to 4 KHAPERKHEDA TPS | Scheme | MERC/CAPEX/2024-2025/MSPGCL/0251 | 2022-11-16 | 2024-04-18 | 2.19 | 2.19 | [11 empty] | 0 |  |  | 1.99 | [16 empty] | 0 |  |  | 1.99 | [7 empty] | WIP
35.4 | Procurement, design, manufacture, supply & delivery, dismantling, retrofitting, erection, commissioning and testing of gravimetric belt conveyor type coal feeders for unit no. 1 & 2. | Scheme | MERC/CAPEX/2024-2025/MSPGCL/0251 | 2022-11-16 | 2024-04-18 | 6.68 | 6.68 | [11 empty] | 0 |  |  |  | 6.77 | [15 empty] | 0 |  |  |  | 6.77 | [6 empty] | WIP
35.5 | Procurement and Replacement of Air Preheater Baskets for Unit no. 1 to 4 (4x 210MW). | Scheme | MERC/CAPEX/2024-2025/MSPGCL/0251 | 2022-11-16 | 2024-04-18 | 9.05 | 9.05 | [11 empty] | 0 |  | 2.7935 | 2.84 | 2.84 |  | 2.9 | [13 empty] | 0 |  | 2.7935 | 2.84 | 2.84 |  | 2.9 |  |  |  |  | Partially Capitalised
| IDC | IDC | MERC/CAPEX/2024-2025/MSPGCL/0251 | 2022-11-16 | 2024-04-18 | 2.34 | 2.34 | [11 empty] | 0 | [19 empty] | 0 | [10 empty] | N.A.
HO DPR 13 | Construction of new Administrative Building for Mahagenco at Vidyut Bhawan, Katol Road, Nagpur | DPR | MERC/CAPEX/2021-2022/MSPGCL/063 | 2018-08-31 | 2022-02-12 | 113.91 | 57 | [11 empty] | 0 | [19 empty] | 0 | [10 empty] | N.A.
1 | Construction of new Administrative Building for Mahagenco at Vidyut Bhawan, Katol Road, Nagpur | Scheme | MERC/CAPEX/2021-2022/MSPGCL/063 | 2018-08-31 | 2022-02-12 | 108.48 | 54.24 | [11 empty] | 0 | [19 empty] | 0 | [10 empty] | To be confirmed
| IDC | IDC | MERC/CAPEX/2021-2022/MSPGCL/063 | 2018-08-31 | 2022-02-12 | 5.43 | 2.76 | [11 empty] | 0 | [19 empty] | 0 | [10 empty] | N.A.
HO DPR 16 | Centralized Monitoring Solution | DPR | MERC/CAPEX/MSPGCL/2023-24/0576 | 2023-03-28 | 2023-11-02 | 69.309 | 69.309 | [11 empty] | 0 | [19 empty] | 0 | [10 empty] | N.A.
1 | Centralized Monitoring Solution | Scheme | MERC/CAPEX/MSPGCL/2023-24/0576 | 2023-03-28 | 2023-11-02 | 66.009 | 66.009 | [11 empty] | 0 | [19 empty] | 0 | [10 empty] | To be confirmed
| IDC | IDC | MERC/CAPEX/MSPGCL/2023-24/0576 | 2023-03-28 | 2023-11-02 | 3.3 | 3.3 | [11 empty] | 0 | [19 empty] | 0 | [10 empty] | N.A.
HO DPR-17 | Various DPR Schemes for The work of maintaining the zero discharge condition of Pond No. 2 & Pond No.3 and providing the facilities on peripheral area of Pond No.3 such as roads / bridges with lightening arrangement at Koradi TPS | DPR | MERC/CAPEX/2018-2019/1242 | 2018-07-10 | 2018-09-22 | 15.7443 | 15.7443 |  |  | 2018-09-22 | [8 empty] | 0 | [19 empty] | 0 | [10 empty] | N.A.
HO DPR 17.1 | The work of maintaining the zero discharge condition of Pond No.2 & Pond No.3 at KTPS Koradi | Scheme | MERC/CAPEX/2018-2019/1242 | 2018-07-10 | 2018-09-22 | 4.2068 | 4.2068 |  |  | 2018-09-22 |  |  |  |  | 0 |  |  |  | 0 | [19 empty] | 0 | [10 empty] | N.A.
HO DPR 17.2 | Providing the facilities on peripheral area of Pond No.3 such as roads / bridges with lightening arrangement at Koradi TPS | Scheme | MERC/CAPEX/2018-2019/1242 | 2018-07-10 | 2018-09-22 | 11.5375 | 11.5375 |  |  | 2018-09-22 | [8 empty] | 0 | [19 empty] | 0 | [10 empty] | N.A.
2 | Scheme of HMI upgradation of unit 5 DCS along with Max Links , HART Scheme , PADO , all BOP PLCs , SWAS system, CO analyser & Coal feeder controller to match with the external aspect , process improvement & Up gradation of Generator Protections Relays in unit 1 to 4 of 210 MW at khaperkheda TPS |  | MERC/CAPEX/2024-2025/478 | 2024-01-31 | 2024-08-06 | 33.76 | 33.76 | [11 empty] | 0 | [19 empty] | 0
2.7 | Up-gradation of Generator Protections Relays in Unit 1 to 4 of 210 MW Khaperkheda TPS. |  | MERC/CAPEX/2024-2025/478 | 2024-01-31 | 2024-08-06 | 8.31 | 8.31 | [6 empty] | Upgraded relays will have better response time, enhanced features which will help in improving quality & reliability of the system. |  |  |  |  | 0 |  |  |  | 4.43 | 4.43 | [14 empty] | 0 |  |  |  | 4.43 | 4.43 | [5 empty] | WIP
| IDC |  | MERC/CAPEX/2024-2025/478 | 2024-01-31 |  | 0.86 | 0.86 | [11 empty] | 0 | [19 empty] | 0
[19 empty] | 0 | [19 empty] | 0
| (ii) Submitted to MERC, Yet to receive approval | [17 empty] | 0 | [19 empty] | 0
1 | DPR on Refurbishment of Spare HPT Module Unit 1 & 2 at TM-I and Procurement of Complete Gear Box Assemblies of Coal Mills XRP 803 ½ HP & XRP 883 for Unit No. 1 to 4 (4x210 MW), Khaperkheda TPS |  | Yet to be approved | 2022-11-16 |  | 25.8728 | 0 | [11 empty] | 0 | [19 empty] | 0
1.1 | Refurbishment of spare HPT module Unit 1 & 2 at TM-I (4X210 MW), KHAPERKHEDA TPS |  | Yet to be approved | 2022-11-16 |  | 11.54 | [7 empty] | 1.Improvement in efficiency of HPT module, this will result in improved cycle efficiency. 2.Reduction in downtime of machine during COH. 3.Decrease in auxiliary consumption 4.Improvement in Heat rate. |  |  |  |  | 0 | [19 empty] | 0 | [9 empty] | Rejected by Hon MERC as per rejection letter No.MERC/CAPEX/2024-2025/494 dtd 08.08.2024.Hence cost not considered for capitalisation in plan | To be confirmed
1.2 | Procurement of Complete Gear Box Assemblies of Coal Mills XRP 883 for Unit-1 to 4 (210MW). |  | Yet to be approved | 2022-11-16 |  | 14.1128 | [7 empty] | 1.To reduce/avoid generation loss on account of Milling issues |  |  |  |  | 0 |  |  |  | 0 | [15 empty] | 0 | [9 empty] | Rejected by Hon MERC as per rejection letter No.MERC/CAPEX/2024-2025/494 dtd 08.08.2024.Hence cost not considered for capitalisation in plan | To be confirmed
| IDC |  | Yet to be approved | 2022-11-16 |  | 0.22 | [12 empty] | 0 | [19 empty] | 0
| (ii) Yet to be submitted to MERC | [17 empty] | 0 | [19 empty] | 0
1 | SUPPLY INSTALLATION TESTING & COMMISSIONING REVAMPING OF FIRE DETECTION & ALARM AND PROTECTION SYSTEM FROM FIRE AND PROVIDING RAPID EXTINGUISHING CLEAN AGENT (CA) SYSTEM AT UNIT -3,4 & 5 ATKPKD TPS | DPR |  |  |  | 29.71 | [12 empty] | 0 | [19 empty] | 0 | [9 empty] | AS PER APPROVED CAPEX ROLLING PLAN | N.A.
1.1 | Supply Installation Testing & Commissioning , Revamping of fire protection and providing rapid extinguishing clean agent (CA) system at unit # 3 ,4 210 MW TPS, KHAPERKHEDA | Scheme |  |  |  | 6.5 | [7 empty] | 1.statutary requirement 2.for safety and reduction in damaged due to any fire incidence. |  |  |  |  | 0 |  |  |  |  | 6.5 | [14 empty] | 0 |  |  |  |  | 6.5 | [5 empty] | Not Initiated
2 | Restoration of various Fire protection system at Khaperkheda TPS | DPR |  |  |  | 60.63 | [12 empty] | 0 | [19 empty] | 0 | [9 empty] | AS PER APPROVED CAPEX ROLLING PLAN
2.1 | Restoration of fire hydrant ring and fire water spray Header at Khaperkheda TPS | Scheme |  |  |  | 13.14 | [7 empty] | 1.statutary requirement 2.for safety and reduction in damaged due to any fire incidence. |  |  |  |  | 0 |  |  |  |  | 13.14 | [14 empty] | 0 |  |  |  |  | 13.14 | [5 empty] | Not Initiated
2.2 | Restoration of deluge valve system at CHP-210MW | Scheme |  |  |  | 25.44 | [7 empty] | 1.statutary requirement 2.for safety and reduction in damaged due to any fire incidence. |  |  |  |  | 0 |  |  |  |  | 25.44 | [14 empty] | 0 |  |  |  |  | 25.44 | [5 empty] | Not Initiated
3 | VARIOUS SCHEMES PROPOSED FOR IMPROVEMENT OF CHP-I (4 X 210 MW). | DPR |  |  |  | 33.82 | [12 empty] | 0 | [19 empty] | 0 | [9 empty] | AS PER APPROVED CAPEX ROLLING PLAN
3.1 | Design, Manufacturing, Supply, Erection, Commissioning & Testing of Coal Flow Management system for Coal Bunkers in CHP-I (4 X 210MW), Khaperkheda TPS. | Scheme |  |  |  | 12.27 | [7 empty] | 1. Coal flow management system utilized in bunkers for smooth passing of coal to coal feeder by reducing NCF. 2. The scheme will benefit in reducing generation loss. |  |  |  |  | 0 |  |  |  |  | 12.27 | [14 empty] | 0 |  |  |  |  | 12.27 | [5 empty] | Not Initiated
3.2 | Design, engineering, manufacturing, supply, installation and commissioning of Dedusting System for Crusher House and Bunker area in Unit 3 & 4 at CHP-I (4 X 210MW), Khaperkheda TPS. | Scheme |  |  |  | 12.96 | [7 empty] | 1. Dedusting system are utilized for dust removal in coal handling system and will benefit for good health of workers working there. 2. Also statutary requirement of MPCB & CPCB need to fullfil to operate the plant. |  |  |  |  | 0 | [5 empty] | 12.96 | [13 empty] | 0 | [5 empty] | 12.96 |  |  |  |  | Not Initiated
3.3 | Renovation including replacement of Power & Control cables with automation & upgradation of Stacker Reclaimer No. 1 in CHP-I (4 X 210MW), TPS Khaperkheda." | Scheme |  |  |  | 8.59 | [7 empty] | 1. As the plant is 33 years old and in service, the cable replacement is important to avoid any fire incidence and major breakdown. 2. Availability of Stacker/ Reclaimer will benefit to save the demurrage charges of 5.35 Crs. Can be realized in one year. |  |  |  |  | 0 |  |  |  |  | 8.59 | [14 empty] | 0 |  |  |  |  | 8.59 | [5 empty] | Not Initiated
4 | Flue Gas Desulphrisation | DPR |  |  |  | 127.8 | [12 empty] | 0 | [19 empty] | 0 | [9 empty] | AS PER APPROVED CAPEX ROLLING PLAN
4.1 | FGD installation of 210MW unit 1 & 2 at Khaperkheda | Scheme | [16 empty] | 0 |  |  |  | 0 | [15 empty] | 0 |  |  |  | 0 | [5 empty] | PROJECT SCHEME.Already taken at serial no.32 above. | N.A.
5 | Upgradation of DDC/DCS system for UNIT 2 & 4 of 210 MW Khaperkheda TPS | DPR |  |  |  | 45 | [12 empty] | 0 | [19 empty] | 0 | [9 empty] | AS PER APPROVED CAPEX ROLLING PLAN
5.1 | Upgradation of DDC/DCS system for UNIT 2 & 4 of 210 MW Khaperkheda TPS | Scheme | [11 empty] | Upgradation of DDC system will result in improving system reliability. Improvement in reliability of control system resulting in safe and optimized operation. |  |  |  |  | 0 | [5 empty] | 22.5 | 22.5 | [12 empty] | 0 | [5 empty] | 22.5 | 22.5 |  |  |  | Not Initiated
6 | Implementation of Flexible Operation Solutions – 40% Technical Minimum Loading with minimum 3% ramp rate during 70-100% loading, minimum 2% ramp rate during 55-70% loading and minimum 1% ramp rate during 40-55% loading at Unit#1 to 4 Khaperkheda TPS & Upgradation of various governing Element for smooth operation for flexible operation of TG set at 40% technical minimum operation. | DPR |  |  |  | 90 | [7 empty] | CEA flexible operation statutory norms |  |  |  |  | 0 | [19 empty] | 0 | [9 empty] | AS PER APPROVED CAPEX ROLLING PLAN
6.1 | Implementation of Flexible Operation Solutions – 40% Technical Minimum Loading with minimum 3% ramp rate during 70-100% loading, minimum 2% ramp rate during 55-70% loading and minimum 1% ramp rate during 40-55% loading at Unit#1 to 4 Khaperkheda TPS. | Scheme |  |  |  | 60 | [7 empty] | CEA flexible operation statutory norms |  |  |  |  | 0 |  |  |  | 15 | 45 | [14 empty] | 0 |  |  |  | 15 | 45 | [5 empty] | Not Initiated
6.2 | Upgradation of various governing Element for smooth operation for flexible operation of TG set at 40% technical minimum operation. | Scheme |  |  |  | 30 | [7 empty] | CEA flexible operation statutory norms |  |  |  |  | 0 |  |  |  |  | 30 | [14 empty] | 0 |  |  |  |  | 30 | [5 empty] | Not Initiated
7 | Upgradation of Battery Charger , UPS system , GEHO PLC and VFD, ID VFD, supply of Efficiency Measuring Instruments and Supply, erection and commissioning of Sox, Nox , CO, Opacity, ETP and Oxygen Analyser for Unit 1 to 4 of 210 MW at Khaperkheda TPS. | DPR |  |  |  | 44.5 | [12 empty] | 0 | [19 empty] | 0 | [9 empty] | AS PER APPROVED CAPEX ROLLING PLAN
7.1 | Supply of Efficiency Monitoring Instruments for performance optimization group (POG) at Khaperkheda TPS. | Scheme |  |  |  | 1.5 | [7 empty] | 1. Ultrasonic flow meter enable plants to obtain the information needed to meet their sustainability goals, reduce energy costs, and improve overall performance though plant optimization. 2. Accurate measurement of the fuel gas flow is important for optimizing the combustion process and maximizing the efficiency of the power plant. 3. Boiler feedwater flow measurement is important for optimizing the steam production process and maximizing the efficiency of the power plant. 4. Deviations from expected values in Heat rate on account of flow can be identified and mitigated. |  |  |  |  | 0 |  |  |  |  | 1.5 | [14 empty] | 0 |  |  |  |  | 1.5 | [5 empty] | Not Initiated
7.2 | Upgradation of 220 V, 24 V DC Float cum boost battery charger at Unit#1 to 4 Khaperkheda TPS. | Scheme |  |  |  | 10 | [7 empty] | • Reduce repair & maintenance costs. • Increased reliability & stability of process • Improve system operability and availability. • Safe & reliable operation of battery. |  |  |  |  | 0 |  |  |  |  | 5 | 5 | [13 empty] | 0 |  |  |  |  | 5 | 5 |  |  |  |  | Not Initiated
7.3 | Upgradation of 2X50 KVA UPS at Unit#1 to 4 Khaperkheda TPS. | Scheme |  |  |  | 5 | [7 empty] | • Reduce repair & maintenance costs. • Increased reliability & stability of process • Improve system operability and availability. • Safe & reliable operation of UPS system. |  |  |  |  | 0 |  |  |  |  | 2.5 | 2.5 | [13 empty] | 0 |  |  |  |  | 2.5 | 2.5 |  |  |  |  | Not Initiated
7.4 | Supply, Erection and Commissioning of Sox, Nox , CO, Opacity and ETP Analyser for Unit 1 to 4 of 210 MW at Khaperkheda TPS | Scheme |  |  |  | 5 | [7 empty] | Above scheme is Mandatory for On-Line measurement of SO2 / NOx of Flue Gas as per MPCB Rules of Regulation & Environment Compliance.Statutary requirement. • It helps to monitor Pollutant Emission. • It helps to monitor Quality of Combustion. |  |  |  |  | 0 |  |  |  |  | 5 | [14 empty] | 0 |  |  |  |  | 5 | [5 empty] | Not Initiated
7.5 | Upgradation of GEHO PLC and VFD along with HCSD system Instrumentaion at Unit 3 & 4 Khaperkheda TPS. | Scheme |  |  |  | 5 | [7 empty] | Reduce repair & maintenance costs. • Increased reliability & stability of process • Improve system operability and availability. • Safe & reliable operation of HCSD system. |  |  |  |  | 0 |  |  |  |  | 5 | [14 empty] | 0 |  |  |  |  | 5 | [5 empty] | Not Initiated
7.6 | Supply, Erection & Commissioning of Oxygen Analyzer for combustion optimization for Unit#1 to 5 Khaperkheda TPS. | Scheme |  |  |  | 3 | [7 empty] | Increases boiler efficiency • Reduced fuel consumption inside boiler • Improves heat rate • Reduction in CO & unburnt coal |  |  |  |  | 0 |  |  |  |  | 3 | [14 empty] | 0 |  |  |  |  | 3 | [5 empty] | Not Initiated
7.7 | Upgradation of VFD for ID FAN in Unit# 3 & 4, 210MW khaperkheda TPS. | Scheme |  |  |  | 10 | [7 empty] | Reduce repair & maintenance costs. • Increased reliability & stability of process • Improve system operability and availability. • Safe & reliable operation of ID Fan system. |  |  |  |  | 0 | [5 empty] | 10 | [13 empty] | 0 | [5 empty] | 10 |  |  |  |  | Not Initiated
7.8 | Scheme 8 Supply, erection & commissioning of PLC and SCADA System of Ash Evacuation and Disposal System for UNIT 3 and 4 Of 210 MW Khaperkheda TPS | Scheme |  |  |  | 5 | [7 empty] | Reduce repair & maintenance costs. • Increased reliability & stability of process • Improve system operability and availability. • Safe & reliable operation of ash evacuation & disposal system. |  |  |  |  | 0 |  |  |  |  | 2.5 | 2.5 | [13 empty] | 0 |  |  |  |  | 2.5 | 2.5 |  |  |  |  | Not Initiated
8 | Procurement of LP Rotor for unit 1 and 2 , Supply and installation of air washer unit 1 and 2 and refurbishment of air washer unit for unit 3 and 4 and GEHO Pummp house control room. Supply and installation of diesel engine driven fire fighting pump with engine. Procurement of various control valves for unit No. 1 to 4. | DPR |  |  |  | 50 | [12 empty] | 0 | [19 empty] | 0 | [9 empty] | AS PER APPROVED CAPEX ROLLING PLAN
8.1 | Supply and installation of Air washer unit in unit 1 and 2 , 6.6 KV breaker room, Turbine MCC room Battery room Boiler MCC room for cooling of all the Electrical Panels and AHP stage I Pump House control room air washer system | Scheme |  |  |  | 12 | [12 empty] | 0 | [5 empty] | 12 | [13 empty] | 0 | [5 empty] | 12 |  |  |  |  | Not Initiated
8.2 | Refurbishment of Air washer unit of 3 and 4, 6.6 KV breaker room, Turbine MCC room Battery room Boiler MCC room for cooling of all the Electrical Panels and Refurbishment of GEHO pump House and AHP stage II Pump House control room air washer system | Scheme |  |  |  | 8 | [12 empty] | 0 | [5 empty] | 4 | 4 | [12 empty] | 0 | [5 empty] | 4 | 4 |  |  |  | Not Initiated
8.3 | Procurement of Complete LPT rotor for unit 1 and 2 | Scheme |  |  |  | 20 | [12 empty] | 0 | [5 empty] | 20 | [13 empty] | 0 | [5 empty] | 20 |  |  |  |  | Not Initiated
8.4 | Revamping of diesel engine driven fire fighting pump system with engine. | Scheme |  |  |  | 3 | [12 empty] | 0 |  |  |  |  | 3 | [14 empty] | 0 |  |  |  |  | 3 | [5 empty] | Not Initiated
8.5 | Procurement of various control valves for unit No. 1 to 4 | Scheme |  |  |  | 7 | [12 empty] | 0 |  |  |  |  | 7 | [14 empty] | 0 |  |  |  |  | 7 | [5 empty] | Not Initiated
9 | Procurement of IP Rotor and Inner casing for unit 1 and 2. Procurement of IP rotor and inner casing for unit 3 and 4 | DPR |  |  |  | 65 | [12 empty] | 0 | [19 empty] | 0 | [9 empty] | AS PER APPROVED CAPEX ROLLING PLAN
9.1 | Procurement of IP Rotor and Inner casing for unit 1 and 2. | Scheme |  |  |  | 22 | [12 empty] | 0 | [5 empty] | 22 | [13 empty] | 0 | [5 empty] | 22 |  |  |  |  | Not Initiated
9.2 | Procurement of IP rotor and inner casing for unit 3 and 4 along with Turbovisory sensors and panel | Scheme |  |  |  | 23 | [12 empty] | 0 | [5 empty] | 23 | [13 empty] | 0 | [5 empty] | 23 |  |  |  |  | Not Initiated
9.3 | Supply and installation of srew compressor for supply of instrument air to unit No. 3 and 4 along with dryer for unit No. 3 & 4. | Scheme |  |  |  | 20 | [12 empty] | 0 | [5 empty] | 10 | 10 | [12 empty] | 0 | [5 empty] | 10 | 10 |  |  |  | Not Initiated
10 | Procurement of LP rotor for unit 3 and 4 and upgradation of BFP cartridge and BFP Booster pump | DPR |  |  |  | 45 | [12 empty] | 0 | [19 empty] | 0 | [9 empty] | AS PER APPROVED CAPEX ROLLING PLAN
10.1 | Procurement of of LP rotor for unit 3 and 4 | Scheme |  |  |  | 25 | [12 empty] | 0 | [5 empty] | 25 | [13 empty] | 0 | [5 empty] | 25 |  |  |  |  | Not Initiated
10.2 | Upgradation of BFP cartridge and BFP Booster pump, motorized scoop for hydraulic coupling and drive unit for BFP and modulating BFP RC valve for Unit 3 & 4 | Scheme |  |  |  | 20 | [12 empty] | 0 | [5 empty] | 10 | 10 | [12 empty] | 0 | [5 empty] | 10 | 10 |  |  |  | Not Initiated
11 | Refurbishment of LP rotor of unit 1 and 2 and Refurbishment of HPT module of unit 1 and 2 | DPR |  |  |  | 30 | [12 empty] | 0 | [19 empty] | 0 | [9 empty] | AS PER APPROVED CAPEX ROLLING PLAN
11.1 | Refurbishment of LP rotor of unit 1 and 2 | Scheme |  |  |  | 15 | [12 empty] | 0 | [7 empty] | 15 | [11 empty] | 0 | [7 empty] | 15 |  |  | Not Initiated
11.2 | Refurbishment of HPT module of unit 1 and 2 | Scheme |  |  |  | 15 | [12 empty] | 0 | [7 empty] | 15 | [11 empty] | 0 | [7 empty] | 15 |  |  | Not Initiated
12 | Refurbishment of LP rotor for unit 3 and 4 and Refurbishment and re-blading of HPT module of unit 3 and 4 | DPR |  |  |  | 54 | [12 empty] | 0 | [19 empty] | 0 | [9 empty] | AS PER APPROVED CAPEX ROLLING PLAN
12.1 | Refurbishment of LP rotors for unit 3 and 4 | Scheme |  |  |  | 18 | [12 empty] | 0 | [7 empty] | 18 | [11 empty] | 0 | [7 empty] | 18 |  |  | Not Initiated
12.2 | Refurbishment of HPT modules of unit 3 and 4 | Scheme |  |  |  | 36 | [12 empty] | 0 | [7 empty] | 36 | [11 empty] | 0 | [7 empty] | 36 |  |  | Not Initiated
13 | SITC OF COMPLETE SOLUTION AND COMPREHENSIVE PROTECTION AND MONITORING PACKAGE ALONG WITH RETROFIT OF ALLIED ACCESSORIES FOR VARIOUS GTs & STs INSTALLED AT 210 MW KHAPERKHEDA TPS. | DPR |  |  |  | 26 | [12 empty] | 0 | [19 empty] | 0 | [9 empty] | AS PER APPROVED CAPEX ROLLING PLAN
13.1 | SUPPLY,INSTALLATION, TESTING & COMMISSIONING OF COMPLETE SOLUTION AND COMPREHENSIVE PROTECTION AND MONITORING PACKAGE ALONG WITH RETROFIT OF ALLIED ACCESSORIES FOR VARIOUS GTs & STs INSTALLED AT 210 MW KHAPERKHEDA TPS. | Scheme |  |  |  | 26 | [7 empty] | 1.Induction of new efficient technology. 2.Online DGA will improve the protection of transformer, thereby major faults on account on internal faults in transformer can be avoided. |  |  |  |  | 0 |  |  |  |  | 6.5 | 19.5 | [13 empty] | 0 |  |  |  |  | 6.5 | 19.5 |  |  |  |  | Not Initiated
14 | PLANT PERFORMANCE IMPROVEMENT BY DESIGN, SUPPLY, INSTALLATION & COMMISSIONING OF STATE OF ART HT VACCUM CIRCUIT BREAERS AT UNIT 1 TO 4 OF 210MW KHAPERKHEDA TPS. | DPR |  |  |  | 31.64 | [12 empty] | 0 | [19 empty] | 0 | [9 empty] | AS PER APPROVED CAPEX ROLLING PLAN
14.1 | DESIGN, SUPPLY, INSTALLATION, TESTING & COMMISSIONING OF HT VCB AT U # 1 & 2. | Scheme |  |  |  | 15.14 | [7 empty] | 1.Reliability of system will improve thereby improving availability of U # 1 & 2 HT VCB 2.Induction of new efficient technology. 3.Downtime during fault on running breaker will be minimized due to availability of spare breakers. 4.Reliability of system will improve thereby improving availability of U # 3 & 4 HT VCB 5.Downtime during fault on running breaker will be minimized due to availability of spare breakers. |  |  |  |  | 0 |  |  |  | 15.14 | [15 empty] | 0 |  |  |  | 15.14 | [5 empty] | BR RECEIVED IN FY 2024-25 PROCUREMENT UNDER PROCESS AT CE(CPA) | WIP
14.2 | DESIGN, SUPPLY, INSTALLATION, TESTING & COMMISSIONING OF HT VCB AT U # 3 & 4. | Scheme |  |  |  | 16.5 | [7 empty] | 1.Reliability of system will improve thereby improving availability of U # 1 & 2 HT VCB 2.Induction of new efficient technology. 3.Downtime during fault on running breaker will be minimized due to availability of spare breakers. 4.Reliability of system will improve thereby improving availability of U # 3 & 4 HT VCB 5.Downtime during fault on running breaker will be minimized due to availability of spare breakers. |  |  |  |  | 0 |  |  |  | 8.25 | 8.25 | [14 empty] | 0 |  |  |  | 8.25 | 8.25 |  |  |  |  | BR RECEIVED IN FY 2024-25 PROCUREMENT UNDER PROCESS AT CE(CPA) | WIP
15 | DESIGN, SUPPLY, INSTALLATION, TESTING AND COMMISSIONING OF THE VARIOUS LIFTS IN PLACE OF THE EXISTING OLD LIFTS, LIGHTNING PROTECTION SYSTEM, EARTHING SYSTEM, AVIATION LIGHTING SYSTEM INSTALLED AT UNIT # 1 TO 4 OF 210 MW, KHAPERKHEDA TPS ON OEM BASIS. | DPR |  |  |  | 25.46 | [12 empty] | 0 | [19 empty] | 0 | [9 empty] | AS PER APPROVED CAPEX ROLLING PLAN
15.1 | DESIGN, SUPPLY, INSTALLATION, TESTING AND COMMISSIONING OF THE VARIOUS LIFTS IN PLACE OF THE EXISTING OLD LIFTS INSTALLED AT UNIT # 1 TO 4 OF 210 MW, KHAPERKHEDA TPS ON OEM BASIS. | Scheme |  |  |  | 10.46 | [7 empty] | 1.Induction of new efficient technology. 2.Availability of lifts will curtail the heavy material transportation time to boiler during shut down/AOH/COH/running plant. 3.Statutory requirement. |  |  |  |  | 0 |  |  |  |  | 10.46 | [14 empty] | 0 |  |  |  |  | 10.46 | [5 empty] | Not Initiated
15.2 | Design, Engineering, Supply, Erection, Testing & Commissioning of lightning protection system at Khaperkheda TPS. | Scheme |  |  |  | 5 | [7 empty] | 1.Statutory requirement. |  |  |  |  | 0 | [5 empty] | 5 | [13 empty] | 0 | [5 empty] | 5 |  |  |  |  | Not Initiated
15.3 | Design, Engineering, Supply, Erection, Testing & Commissioning of Earthing of electrical system & various buildings at Khaperkheda TPS. | Scheme |  |  |  | 5 | [7 empty] | 1.Statutory requirement. |  |  |  |  | 0 |  |  |  |  | 5 | [14 empty] | 0 |  |  |  |  | 5 | [5 empty] | Not Initiated
15.4 | Design, Engineering, Supply, Erection, Testing & Commissioning of Aviation Lighting Syatem at Khaperkheda TPS. | Scheme |  |  |  | 5 | [7 empty] | 1.Statutory requirement. |  |  |  |  | 0 |  |  |  |  | 5 | [14 empty] | 0 |  |  |  |  | 5 | [5 empty] | Not Initiated
16 | SUPPLY OF SPARE GENERATOR ROTOR FOR U#3 &4, 210MW, TPS KHAPERKHEDA. | DPR |  |  |  | 40 | [12 empty] | 0 | [19 empty] | 0 | [9 empty] | AS PER APPROVED CAPEX ROLLING PLAN
16.1 | SUPPLY OF SPARE GENERATOR ROTOR FOR U#3 &4, 210MW, TPS KHAPERKHEDA. | Scheme |  |  |  | 40 | [7 empty] | 1.INSURANCE SPARE AVAILABILITY. 2.AVAILABILITY OF UNIT 3 & 4 WILL IMPROVE. 3.DOWNTIME DURING FAULT ON GENERATOR ROTOR WILL BE MINIMIZED. |  |  |  |  | 0 | [5 empty] | 40 | [13 empty] | 0 | [5 empty] | 40 |  |  |  |  | Not Initiated
17 | PROCUREMENT OF ENERGY EFFICIENT MOTORS FOR U # 1 TO 4 OF KHAPERKHEDA TPS. | DPR |  |  |  | 35 | [12 empty] | 0 | [19 empty] | 0 | [9 empty] | AS PER APPROVED CAPEX ROLLING PLAN
17.1 | PROCUREMENT OF ENERGY EFFICIENT MOTORS FOR U # 1 & 2 OF KHAPERKHEDA TPS. | Scheme |  |  |  | 11 | [7 empty] | 1.RELIABILITY OF SYSTEM WILL IMPROVE AS ASSETS HAVE COMPLETED USEFUL SERVICE LIFE. 2.Induction of new efficient technology. 3.DOWNTIME DURING FAULT ON MOTOR WILL BE MINIMIZED DUE TO SPARE MOTOR AVAILABILITY. |  |  |  |  | 0 |  |  |  |  | 11 | [14 empty] | 0 |  |  |  |  | 11 | [5 empty] | Not Initiated
17.2 | PROCUREMENT OF ENERGY EFFICIENT MOTORS FOR U # 3 & 4 OF KHAPERKHEDA TPS. | Scheme |  |  |  | 14 | [7 empty] | 1.RELIABILITY OF SYSTEM WILL IMPROVE AS ASSETS HAVE COMPLETED USEFUL SERVICE LIFE & PERFORMANCE HAS DEGRADED. 2.Induction of new efficient technology. 3.DOWNTIME DURING FAULT ON MOTOR WILL BE MINIMIZED DUE TO SPARE MOTOR AVAILABILITY. |  |  |  |  | 0 |  |  |  |  | 14 | [14 empty] | 0 |  |  |  |  | 14 | [5 empty] | Not Initiated
17.3 | Procurement of DC motors for U # 1 & 2 of Khaperkheda TPS. | Scheme |  |  |  | 5 | [7 empty] | 1.RELIABILITY OF SYSTEM WILL IMPROVE AS ASSETS HAVE COMPLETED USEFUL SERVICE LIFE & PERFORMANCE HAS DEGRADED. 2.Induction of new efficient technology. 3.DOWNTIME DURING FAULT ON MOTOR WILL BE MINIMIZED DUE TO SPARE MOTOR AVAILABILITY. |  |  |  |  | 0 |  |  |  |  | 5 | [14 empty] | 0 |  |  |  |  | 5 | [5 empty] | Not Initiated
17.4 | Procurement of DC motors for U # 3 & 4 of Khaperkheda TPS. | Scheme |  |  |  | 5 | [7 empty] | 1.RELIABILITY OF SYSTEM WILL IMPROVE AS ASSETS HAVE COMPLETED USEFUL SERVICE LIFE & PERFORMANCE HAS DEGRADED. 2.Induction of new efficient technology. 3.DOWNTIME DURING FAULT ON MOTOR WILL BE MINIMIZED DUE TO SPARE MOTOR AVAILABILITY. |  |  |  |  | 0 |  |  |  |  | 2.5 | 2.5 | [13 empty] | 0 |  |  |  |  | 2.5 | 2.5 |  |  |  |  | Not Initiated
18 | UPGRADATION OF EXISTING LT MCC PANEL WITH STATE OF ART LT MCC PANEL AT U # 1 TO 4 OF KHAPERKHEDA TPS. | DPR |  |  |  | 35 | [12 empty] | 0 | [19 empty] | 0 | [9 empty] | AS PER APPROVED CAPEX ROLLING PLAN
18.1 | UPGRADATION OF EXISTING LT MCC PANEL WITH STATE OF ART LT MCC PANEL AT U # 1 & 2 OF KHAPERKHEDA TPS. | Scheme |  |  |  | 12.5 | [7 empty] | RELIABILITY OF SYSTEM WILL IMPROVE AS ASSETS HAVE COMPLETED USEFUL SERVICE LIFE & PERFORMANCE HAS DEGRADED. |  |  |  |  | 0 |  |  |  |  | 6.25 | 6.25 | [13 empty] | 0 |  |  |  |  | 6.25 | 6.25 |  |  |  |  | Not Initiated
18.2 | UPGRADATION OF EXISTING LT MCC PANEL WITH STATE OF ART LT MCC PANEL AT U # 3 & 4 OF KHAPERKHEDA TPS. | Scheme |  |  |  | 12.5 | [7 empty] | RELIABILITY OF SYSTEM WILL IMPROVE AS ASSETS HAVE COMPLETED USEFUL SERVICE LIFE & PERFORMANCE HAS DEGRADED. |  |  |  |  | 0 | [5 empty] | 6.25 | 6.25 | [12 empty] | 0 | [5 empty] | 6.25 | 6.25 |  |  |  | Not Initiated
18.3 | UPGRADATION OF HT BREAKER PANEL AT WAREGAON ASH BUND OF KHAPERKHEDA TPS. | Scheme |  |  |  | 3 | [7 empty] | RELIABILITY OF SYSTEM WILL IMPROVE AS ASSETS HAVE COMPLETED USEFUL SERVICE LIFE & PERFORMANCE HAS DEGRADED. |  |  |  |  | 0 | [5 empty] | 3 | [13 empty] | 0 | [5 empty] | 3 |  |  |  |  | Not Initiated
18.4 | UPGRADATION OF HT BREAKER PANEL AT OLD PROJECT OFFICE OF KHAPERKHEDA TPS. | Scheme |  |  |  | 2 | [7 empty] | RELIABILITY OF SYSTEM WILL IMPROVE AS ASSETS HAVE COMPLETED USEFUL SERVICE LIFE & PERFORMANCE HAS DEGRADED. |  |  |  |  | 0 | [5 empty] | 2 | [13 empty] | 0 | [5 empty] | 2 |  |  |  |  | Not Initiated
18.5 | Retrofitting of Existing L & T make LT MCC ACB by state or art ACB at U # 1 to 4 of Khaperkheda TPS. | Scheme |  |  |  | 3 | [7 empty] | RELIABILITY OF SYSTEM WILL IMPROVE AS ASSETS HAVE COMPLETED USEFUL SERVICE LIFE & PERFORMANCE HAS DEGRADED. |  |  |  |  | 0 | [5 empty] | 3 | [13 empty] | 0 | [5 empty] | 3 |  |  |  |  | Not Initiated
18.6 | Retrofitting of Existing ABB make LT MCC ACB by state or art ACB at U # 1 to 4 of Khaperkheda TPS. | Scheme |  |  |  | 2 | [7 empty] | 1.RELIABILITY OF SYSTEM WILL IMPROVE AS ASSETS HAVE COMPLETED USEFUL SERVICE LIFE & PERFORMANCE HAS DEGRADED. 2.AVAILABILITY OF ELECTRICAL SYSTEM WILL IMPROVE. |  |  |  |  | 0 | [5 empty] | 2 | [13 empty] | 0 | [5 empty] | 2 |  |  |  |  | Not Initiated
19 | ERECTION & COMMISIONING OF DRY TYPE CAST RESIN TRANSFORMERS FOR U # 1 TO 4 OF KHAPERKHEDA TPS & Design, Engineering, Supply, Erection, Testing & Commissioning of various Battery sets at Unit # 3 & 4 of Khaperkheda TPS. | DPR |  |  |  | 35 | [12 empty] | 0 | [19 empty] | 0 | [9 empty] | AS PER APPROVED CAPEX ROLLING PLAN
19.1 | PROCUREMENT OF DRY TYPE CAST RESIN TRANSFORMERS FOR U # 1 & 2 OF KHAPERKHEDA TPS. | Scheme |  |  |  | 4 | [7 empty] | 1.INSURANCE SPARE AVAILABILITY. 2.RELIABILITY OF SYSTEM WILL IMPROVE AS ASSETS HAVE COMPLETED USEFUL SERVICE LIFE & PERFORMANCE HAS DEGRADED. 3.AVAILABILITY OF ELECTRICAL SYSTEM WILL IMPROVE. |  |  |  |  | 0 | [5 empty] | 4 | [13 empty] | 0 | [5 empty] | 4 |  |  |  |  | Not Initiated
19.2 | PROCUREMENT OF DRY TYPE CAST RESIN TRANSFORMERS FOR U # 3 & 4 OF KHAPERKHEDA TPS. | Scheme |  |  |  | 4 | [7 empty] | 1.INSURANCE SPARE AVAILABILITY. 2.RELIABILITY OF SYSTEM WILL IMPROVE AS ASSETS HAVE COMPLETED USEFUL SERVICE LIFE & PERFORMANCE HAS DEGRADED. |  |  |  |  | 0 |  |  |  |  | 4 | [14 empty] | 0 |  |  |  |  | 4 | [5 empty] | Not Initiated
19.3 | PROCUREMENT OF VFD TRANSFORMERS FOR ID FAN MOTOR U#3&4 OF KHAPERKHEDA TPS. | Scheme |  |  |  | 2 | [7 empty] | 1.INSURANCE SPARE AVAILABILITY. 2.RELIABILITY OF SYSTEM WILL IMPROVE AS ASSETS HAVE COMPLETED USEFUL SERVICE LIFE & PERFORMANCE HAS DEGRADED. 3.SAVING OF GENERATION LOSS & DOWNTIME IN EVENT OF FAULT ON RUNNING TRANSFORMER. |  |  |  |  | 0 | [5 empty] | 1 | 1 | [12 empty] | 0 | [5 empty] | 1 | 1 |  |  |  | Not Initiated
19.4 | Design, Engineering, Supply, Erection, Testing & Commissioning of various Battery sets at Unit # 3 & 4 of Khaperkheda TPS. | Scheme |  |  |  | 25 | [7 empty] | 1.RELIABILITY OF DC SYSTEM WILL IMPROVE AS ASSETS HAVE COMPLETED USEFUL SERVICE LIFE & PERFORMANCE HAS DEGRADED. 2.Induction of new efficient technology. |  |  |  |  | 0 |  |  |  |  | 12.5 | 12.5 | [13 empty] | 0 |  |  |  |  | 12.5 | 12.5 |  |  |  |  | Not Initiated
20 | Study, Supply & Refurbishment of HCSD systems, ESP operation, ambience & various pump, & PLC schemes for the improvement of AHP-I at Khaperkheda TPS. | DPR |  |  |  | 28.65 | [12 empty] | 0 | [19 empty] | 0 | [9 empty] | AS PER APPROVED CAPEX ROLLING PLAN
20.1 | STUDY. DESIGN & REFURBISHMENT WORKS OF HIGH CONCENTRATION SLURRY DISPOSAL SYSTEM (HCSD SYSTEM) UNITS #3&4 AT AHP-1, TPS KHAPERKHEDA. | Scheme |  |  |  | 9.32 | [7 empty] | 1. To enhance availability of HCSD system . cleanliness of ambience 2. produce highly concentrated slurry hence water requirement is less. 3. Energy efficeient /saving as compare to lean slurry system. 4. Reduce the water and land pollution. 5. improve the reliabilty / MTBF 6. on time evacuationof ESPs due to availability of HCSD (GEHO pumps) |  |  |  |  | 0 |  |  |  |  | 9.32 | [14 empty] | 0 |  |  |  |  | 9.32 |  |  |  |  | Submitted to CE(Works) | Not Initiated
20.2 | STUDY, DESIGN & REFURBISHMENT WORKS OF ARTs AND ASSOCIATED MOUNTINGS & ACCESSORIES OF HCSD SYSTEM FOR AHP-I, TPS KHAPERKHEDA.” | Scheme |  |  |  | 8.96 | [7 empty] | 1. To enhance availability of HCSD system & cleanliness of ambience 2. assisted to produce highly concentrated slurry hence water requirement is less. 3. Energy efficeient /saving of eneergy compare to lean slurry system. 4. Reduce the water and land pollution. 5. improve the reliabilty / MTBF. 6. Enable On time evacuationof ESPs due to availability of HCSD (GEHO pumps) . 7. condition / closed monitoring . 8. Reduce material and maintenanace cost. |  |  |  |  | 0 |  |  |  |  | 8.96 | [14 empty] | 0 |  |  |  |  | 8.96 | [5 empty] | Not Initiated
20.3 | ‘SUPPLY & REFURBISHMENT WORKS OF HCSD ASH SLURRY MIXER SYSTEM AT UNIT #3 &4 OF AHP-I, TPS KHAPERKHEDA’. | Scheme |  |  |  | 2.85 | [7 empty] | 1. Helps to preapre homogenious slurry before GEHO , thus, enhance availability of HCSD system & cleanliness of ambience 2. assisted to produce highly concentrated slurry hence water requirement is less. 3. Energy efficeient /saving of eneergy compare to lean slurry system. 4. Reduce the water and land pollution. 5. improve the reliabilty / MTBF. 6. Enable On time evacuation of ESPs due to availability of HCSD (GEHO pumps) . 7. condition / closed monitoring . 8. Reduce material and maintenanace cost. |  |  |  |  | 0 |  |  |  |  | 2.85 | [14 empty] | 0 |  |  |  |  | 2.85 | [5 empty] | Not Initiated
20.4 | ‘STUDY, SUPPLY, RESTORATIONS & REPLACEMENT OF ALL INTERNAL SPARES OF D6 FIELD & RENOVATION OF D1 FIELD OF U3 DURING AOH FOR AHP-I, TPS KHAPERKHEDA’ | Scheme |  |  |  | 2.92 | [7 empty] | 1. To improve the available of D pasaa. 2. To reduce the Chimney SPM level. 3. To reduce overburden of other passes due to frequent maintenance of ESP internals. 4. To reduce the fly ash evacuation irregularities during operation of costomised station control system. 5. coarse ash collection in first filed thus more time / line chocking issues during unit running conditions |  |  |  |  | 0 |  |  |  |  | 2.92 | [14 empty] | 0 |  |  |  |  | 2.92 | [5 empty] | Not Initiated
20.5 | PROCUREMENT OF VARIOUS PUMPS IN RECYCLE WATER SYSTEM IN ASH HANDLING PLANT 4X210 MW AT KHAPARKHEDA TPS | Scheme |  |  |  | 4.6 | [7 empty] | 1) Water recycled will be used for ash evacuation through systems which is cheaper than raw water. 2) It will aso improve efficiency and reduce APC. |  |  |  |  | 0 |  |  |  |  | 4.6 | [14 empty] | 0 |  |  |  |  | 4.6 | [5 empty] | Not Initiated
21 | Reliability improvement and complete replacement of ABC series with drive unit of ash slurry pipeline of 7 KM of 4*210MW Khaperkheda TPS | DPR |  |  |  | 25 | [12 empty] | 0 | [19 empty] | 0 | [9 empty] | AS PER APPROVED CAPEX ROLLING PLAN
21.1 | Procurement and restoration of complete pipeline replacement of ABC series | Scheme |  |  |  | 20 | [7 empty] | 1) It will reduce the patch work of pipeline. 2) Pipeline is worn out and there are frequent leakages of ash slurry in public area through this series which attarcts hefty penalties from Regulators, 3)Also compensation to Farmers due to these leaked ash is burden on MSPGCL. Replacing the complete pipe line will not only save the penalties and compensation but will improve the overall credibility of Plant. |  |  |  |  | 0 |  |  |  |  | 20 | [14 empty] | 0 |  |  |  |  | 20 | [5 empty] | Not Initiated
21.2 | Procurement and restoration of complete drive unit replacement of ABC series | Scheme |  |  |  | 5 | [7 empty] | 1) Replacing Complete drive unit will increase efficiency and will save auxilary power consumption. |  |  |  |  | 0 |  |  |  |  | 5 | [14 empty] | 0 |  |  |  |  | 5 | [5 empty] | Not Initiated
22 | Procurement and restoration of complete Bottom ash hopper replacement including entire structure, Clinker grinder alongwith motor, Feed Gate, Power Cylinder and Pipelines discharge of U3&4 of 4*210MW Khaparkheda TPS. | DPR |  |  |  | 30.2 | [12 empty] | 0 | [19 empty] | 0 | [9 empty] | AS PER APPROVED CAPEX ROLLING PLAN
22.1 | Procurement and restoration of complete BAH replacement including entire structure and clinker griender | Scheme |  |  |  | 23 | [7 empty] | 1) No. Of forced shutdowns to attend leakages of BAH and CG will reduce to 20% i.e Shutdown cost for a day= 1.512 crs Total loss1.512 X 15=22.62 crs. Saving by implimenting the scheme=80% x 22.68=18.44 crs 2) BAH area is very critical and prone to accidental. By keeping it restored accidents will be reduced. |  |  |  |  | 0 | [6 empty] | 23 | [12 empty] | 0 | [6 empty] | 23 |  |  |  | Not Initiated
22.2 | Procurement and restoration of complete drive unit of clinker grinder for Unit 1 to 4 | Scheme | [11 empty] | 1) By restoring driving unit availability of CG will increase. Resulting minimum clinker formation. So load reduction to remove clinkers will be minimized. 2)Clinker formation=24/year. Load reduction = 30% minimum, load reduction period= 1.5 hrs. Total loss= 0.6804 crs. Reduction in load loss events= 80%. Total Savings=0.54432 crs |  |  |  |  | 0 |  |  |  |  | 1.6 | 1.6 | [13 empty] | 0 |  |  |  |  | 1.6 | 1.6 |  |  |  |  | Not Initiated
22.3 | Procurement and restoration of discharge pipeline of vertical sump pump | Scheme | [11 empty] | 1) Rep. 8 maintenance cost of pipe rotation and patching will be minimized. |  |  |  |  | 0 | [5 empty] | 4 | [13 empty] | 0 | [5 empty] | 4 |  |  |  |  | Not Initiated
23 | Procurement and restoration of Pipeline garlanding at Waregaon ash Bund of 4*210 MW Khapakheda TPS | DPR |  |  |  | 30 | [12 empty] | 0 | [19 empty] | 0 | [9 empty] | AS PER APPROVED CAPEX ROLLING PLAN
23.1 | Pipeline garlanding at Waregaon ash Bund of 4*210 MW Khapakheda TPS | Scheme |  |  |  | 30 | [7 empty] | 1)It will prevent the uneven distribution of ash being deposited in ash bund. 2)It will reduce the chances of breaching which will save penalties being imposed due to breaching. |  |  |  |  | 0 | [5 empty] | 15 | 15 | [12 empty] | 0 | [5 empty] | 15 | 15 |  |  |  | Not Initiated
24 | Upgradation, modification and erection of complete wet fly ash evacuation into dry fly ash evacuation systen for ESP 1 and 2 of 4*210 MW Khapakheda TPS. | DPR |  |  |  | 100 | [12 empty] | 0 | [19 empty] | 0 | [9 empty] | AS PER APPROVED CAPEX ROLLING PLAN
24.1 | Upgradation, modification and erection of complete wet fly ash evacuation into dry fly ash evacuation systen for ESP 1 and 2, 4*210 MW Khapakheda TPS | Scheme |  |  |  | 100 | [7 empty] | 1) Wastage of water will be reduced. 2) Fly ash utilization increased drastically. 3) Ash bund loading will be stopped. 4) Fly ash discharge line maintenance reduces drastically. 5) The pump loading reduces drastically resulting in APC. 60 nFly ash emmision via chimney reduces. |  |  |  |  | 0 | [5 empty] | 100 | [13 empty] | 0 | [5 empty] | 100 |  |  |  |  | Not Initiated
25 | Reliability improvement and complete replacement of JKL series with drive unit of ash slurry pipeline of 7 KM of 4*210MW Khaperkheda TPS | DPR |  |  |  | 25 | [12 empty] | 0 | [19 empty] | 0 | [9 empty] | AS PER APPROVED CAPEX ROLLING PLAN
25.1 | Procurement and restoration of complete pipeline replacement of JKL series | Scheme |  |  |  | 20 | [7 empty] | 1) It will reduce the patch work of pipeline. 2) Pipeline is worn out and there are frequent leakages of ash slurry in public area through this series which attarcts hefty penalties from Regulators, 3)Also compensation to Farmers due to these leaked ash is burden on MSPGCL. Replacing the complete pipe line will not only save the penalties and compensation but will improve the overall credibility of Plant. |  |  |  |  | 0 | [5 empty] | 20 | [13 empty] | 0 | [5 empty] | 20 |  |  |  |  | Not Initiated
25.2 | Procurement and restoration of complete drive unit replacement of JKL series | Scheme |  |  |  | 5 | [7 empty] | 1) Replacing Complete drive unit will increase efficiency and will save auxilary power consumption. |  |  |  |  | 0 | [5 empty] | 5 | [13 empty] | 0 | [5 empty] | 5 |  |  |  |  | Not Initiated
26 | Study, Supply and Refurbishment of HCSD System | DPR |  |  |  | 40 | [12 empty] | 0 | [19 empty] | 0 | [9 empty] | AS PER APPROVED CAPEX ROLLING PLAN
26.1 | Procurement of complete Suction and discharge valve of Geho pump | Scheme |  |  |  | 15 | [7 empty] | 1. To enhance availability of GEHO pumps. thus, Improve the availability of HCSD system. 2. highly concentrated slurry hence low water consumption. 3. Enrgy saving as compare to slurry system. 5. Reduce the frequent water and land pollution. 5. improve the reliabilty and improve the MTBF 6. on time evacuationof ESPs due to availability of HCSD (GEHO pumps) |  |  |  |  | 0 | [7 empty] | 15 | [11 empty] | 0 | [7 empty] | 15 |  |  | Not Initiated
26.2 | Procurement of Subassemblies of Geho pump. | Scheme |  |  |  | 10 | [7 empty] | 1. Helps to preapre homogenious slurry before GEHO 2. assisted to produce highly concentrated slurry hence water requirement is less. 3. Energy efficeient /saving of energy compare to lean slurry system. 4. Reduce the water and land pollution. 5. improve the reliabilty / MTBF. 6. Enable On time evacuation of ESPs due to availability of HCSD (GEHO pumps) . 7. condition / closed monitoring . 8. Reduce material and maintenanace cost. 9.To enhance availability of HCSD system & cleanliness of ambience. |  |  |  |  | 0 | [7 empty] | 10 | [11 empty] | 0 | [7 empty] | 10 |  |  | Not Initiated
26.3 | Upgradation and compressors of dry ash evacutaion system of U#3&4. | Scheme |  |  |  | 5 | [7 empty] | 1. To Ensure 100% the availability of pressurised dry ash evacuation system. 2. on time evacuation 3. Energy efficeient & energy saving compressors 4. Upgardation i.e capacity enhancement will reduce the operational cost 5. improve the reliabilty / improve the MTBF. 6. Enable On time evacuation of ESPs . 7. condition / closed monitoring . 8. Reduce material and maintenanace cost. 9.to enhance availability & cleanliness of ambience. |  |  |  |  | 0 | [6 empty] | 5 | [12 empty] | 0 | [6 empty] | 5 |  |  |  | Not Initiated
26.4 | Procuremenet of complete drive unit and VFD of GEHO pump. | Scheme |  |  |  | 10 | [7 empty] | 1. improve the reliabilty of GEH pumps 2. Energy efficeient / saving of energy compare to lean slurry system. 3. improve the reliabilty / MTBF. 4. Enable On time evacuation of ESPs due to availability of HCSD (GEHO pumps) . 5. Reduce material and frequent maintenanace cost. 6.To enhance availability of HCSD system & cleanliness of ambience. |  |  |  |  | 0 | [6 empty] | 10 | [12 empty] | 0 | [6 empty] | 10 |  |  |  | Not Initiated
27 | RENOVATION OF ESP FIELD INTERNALS FOR UNIT 3 & 4 | DPR |  |  |  | 60 | [12 empty] | 0 | [19 empty] | 0 | [9 empty] | AS PER APPROVED CAPEX ROLLING PLAN
27.1 | RENOVATION OF ESP FIELD INTERNALS FOR UNIT 3 & 4 | Scheme |  |  |  | 60 | [7 empty] | 1. To improve the available of D pass. 2. To reduce the overall Chimney SPM level. 3. To reduce overburden / maintenance of ESP internals. 3. clean environment / ambience 4. to Reduce the PCBs pollution related obligations & penalties thereof. 5. improve availabilties / healthiness of ESP 6. to improve oveall Flue gas cycle margin and unit load (MW) capacity. |  |  |  |  | 0 | [6 empty] | 30 | 30 | [11 empty] | 0 | [6 empty] | 30 | 30 |  |  | Not Initiated
28 | R & M OF APH OF UNIT # 1& 2 (2 x 210MW) | DPR |  |  |  | 36.8 | [12 empty] | 0 | [19 empty] | 0 | [9 empty] | AS PER APPROVED CAPEX ROLLING PLAN
28.1 | R & M OF APH OF UNIT # 1& 2 (2 x 210MW) OF KHAPERKHEDA TPS FROM MODEL: 27 VI 1850 TO 27 VI 2000 mm. DESIGN, ENGINEERING, SUPPLY, ERECTION & COMMISSIONING OF DOUBLE SEALING | Scheme |  |  |  | 36.8 | [7 empty] | 1. Renovation and modernization for life extension of entire project 2. Improvement In system parameters 3. Increase in Operational efficiency of existing system. |  |  |  |  | 0 | [6 empty] | 18.4 | 18.4 | [11 empty] | 0 | [6 empty] | 18.4 | 18.4 |  |  | Not Initiated
29 | DPR FOR ECONOMISER COILS AND APH GEAR BOX | DPR |  |  |  | 29 | [12 empty] | 0 | [19 empty] | 0 | [9 empty] | AS PER APPROVED CAPEX ROLLING PLAN
29.1 | PROCUREMENT AND REPLACEMENT OF COMPLETE SET OF ECONOMISER UPPER BANK & LOWER BANK COILS FOR KHAPERKHEDA TPS UNIT NO.3&4 | Scheme |  |  |  | 22 | [7 empty] | 1. Replacement of entire asset after completion of useful life and which has gone beyond repair. 2. Increase in Operational efficiency of existing system. |  |  |  |  | 0 |  |  |  | 11 | 11 | [14 empty] | 0 |  |  |  | 11 | 11 |  |  |  |  | Submitted to CE(Works) in FY 2022-23 but Data-Gap letter received on 30.11.2022. Reply sent on 6.5.23.Rate Rise is 47% per year. Revised estimation DPR cost only 18Cr. Hence DPR Returned back to TPS vide mail Dt. 19.3.2024 to club with other schemes.This revised DPR will be sent to CE(Works) soon | Not Initiated
29.2 | Procurement of APH gear box in unit no. 1 & 2 | Scheme |  |  |  | 2 | [7 empty] | 1. Reduction in maintenance requirements 2. Replacement of entire asset after completion of useful life and which has gone beyond repair. 3.Reduction in Generation loss due to non availability of Asset |  |  |  |  | 0 |  |  |  | 2 | [15 empty] | 0 |  |  |  | 2 | [5 empty] | Submitted to CE(Works) in FY 2022-23 but Data-Gap letter received on 30.11.2022. Reply sent on 6.5.23.Rate Rise is 47% per year. Revised estimation DPR cost only 18Cr. Hence DPR Returned back to TPS vide mail Dt. 19.3.2024 to club with other schemes.This revised DPR will be sent to CE(Works) soon | Not Initiated
29.3 | Procurement of APH speed reducer gear box in unit no. 3 & 4 | Scheme |  |  |  | 5 | [7 empty] | 1. Reduction in maintenance requirements 2. Replacement of entire asset after completion of useful life and which has gone beyond repair. 3.Reduction in Generation loss due to non availability of Asset |  |  |  |  | 0 |  |  |  | 2.5 | 2.5 | [14 empty] | 0 |  |  |  | 2.5 | 2.5 |  |  |  |  | Submitted to CE(Works) in FY 2022-23 but Data-Gap letter received on 30.11.2022. Reply sent on 6.5.23.Rate Rise is 47% per year. Revised estimation DPR cost only 18Cr. Hence DPR Returned back to TPS vide mail Dt. 19.3.2024 to club with other schemes.This revised DPR will be sent to CE(Works) soon | Not Initiated
30 | DPR FOR LTSH COILS , APH BASKETS & RH OUTLET STUB BENDS | DPR |  |  |  | 32 | [12 empty] | 0 | [19 empty] | 0 | [9 empty] | AS PER APPROVED CAPEX ROLLING PLAN
30.1 | Procurement of Air Pre-heater Baskets for unit no. 2 to 4 | Scheme |  |  |  | 11 | [7 empty] | 1.Replacement of entire asset after completion of useful life and which has gone beyond repair. 2. Increase in Operational efficiency of existing system. |  |  |  |  | 0 | [5 empty] | 3.5 | 3.75 | 3.75 | [11 empty] | 0 | [5 empty] | 3.5 | 3.75 | 3.75 |  |  | Not Initiated
30.2 | Procurement of LTSH coils for unit no. 1 & 2 and Procurement of Reheater outlet header stub bends for unit no. 1 to 2 | Scheme |  |  |  | 12 | [7 empty] | 1.Replacement of entire asset after completion of useful life and which has gone beyond repair. 2. Increase in Operational efficiency of existing system. |  |  |  |  | 0 | [6 empty] | 6 | 6 | [11 empty] | 0 | [6 empty] | 6 | 6 |  |  | Not Initiated
30.3 | Procurement of LTSH coils for unit no. 3 & 4 and Procurement of Reheater outlet header stub bends for unit no. 3 to 4 | Scheme |  |  |  | 9 | [7 empty] | 1.Replacement of entire asset after completion of useful life and which has gone beyond repair. 2. Increase in Operational efficiency of existing system. |  |  |  |  | 0 | [7 empty] | 9 | [11 empty] | 0 | [7 empty] | 9 |  |  | Not Initiated
31 | DPR FOR SUPPLY & REPLACMENT OF THERMAL INSULATION OF BOILER AND DUCT AT UNIT 1 TO 4 KHAPERKHEDA TPS | DPR |  |  |  | 40 | [12 empty] | 0 | [19 empty] | 0 | [9 empty] | AS PER APPROVED CAPEX ROLLING PLAN
31.1 | SUPPLY & REPLACMENT OF THERMAL INSULATION OF BOILER AND DUCT AT UNIT 1 TO 2KHAPERKHEDA TPS | Scheme |  |  |  | 20 | [7 empty] | 1. Replacement of entire asset after completion of useful life and which has gone beyond repair. 2. Increase in Operational efficiency of existing system. |  |  |  |  | 0 | [5 empty] | 20 | [13 empty] | 0 | [5 empty] | 20 |  |  |  |  | Not Initiated
31.2 | SUPPLY & REPLACMENT OF THERMAL INSULATION OF BOILER AND DUCT AT UNIT 3 TO 4 KHAPERKHEDA TPS | Scheme |  |  |  | 20 | [7 empty] | 1. Replacement of entire asset after completion of useful life and which has gone beyond repair. 2. Increase in Operational efficiency of existing system. |  |  |  |  | 0 | [5 empty] | 10 | 10 | [12 empty] | 0 | [5 empty] | 10 | 10 |  |  |  | Not Initiated
32 | DPR FOR COAL CYCLE IMPROVEMENT IN UNIT NO.1 TO 4 | DPR |  |  |  | 32.86 | [12 empty] | 0 | [19 empty] | 0 | [9 empty] | AS PER APPROVED CAPEX ROLLING PLAN
32.1 | Procurement of Complete Journal Assembly for 803 ½ HP Coal Mills of Unit No. 1 To 2 | Scheme |  |  |  | 3 | [7 empty] | 1. Replacement of entire asset after completion of useful life and which has gone beyond repair. 2. Increase in Operational efficiency of existing system. 3. Reduction in maintenance requirements 4. Improvement in power quality and reliability |  |  |  |  | 0 | [5 empty] | 3 | [13 empty] | 0 | [5 empty] | 3 |  |  |  |  | Not Initiated
32.2 | Procurement of Complete Journal Assembly for XRP 883 Coal Mills of Unit No. 3 To 4, | Scheme |  |  |  | 9.86 | [7 empty] | 1. Replacement of entire asset after completion of useful life and which has gone beyond repair. 2. Increase in Operational efficiency of existing system. 3. Reduction in maintenance requirements 4. Improvement in power quality and reliability |  |  |  |  | 0 | [6 empty] | 9.86 | [12 empty] | 0 | [6 empty] | 9.86 |  |  |  | Not Initiated
32.3 | Procurement of assembly of worm shaft & worm wheel with hub for unit no. 3 & 4 | Scheme |  |  |  | 5 | [7 empty] | 1. Reduction in maintenance requirements 2. Improvement in power quality and reliability 3. Improvement in power quality and reliability |  |  |  |  | 0 | [5 empty] | 2.5 | 2.5 | [12 empty] | 0 | [5 empty] | 2.5 | 2.5 |  |  |  | Not Initiated
32.4 | PROCUREMENT OF COMPLETE GEAR BOX ASSEMBLIES OF COAL MILLS XRP 803 ½ HP FOR UNIT # 1 TO 2 AT KHAPERKHEDA TPS | Scheme |  |  |  | 7.5 | [7 empty] | 1. Replacement of entire asset after completion of useful life and which has gone beyond repair. 2. Increase in Operational efficiency of existing system. 3. Reduction in maintenance requirements 4. Improvement in power quality and reliability |  |  |  |  | 0 | [5 empty] | 7.5 | [13 empty] | 0 | [5 empty] | 7.5 |  |  |  |  | Not Initiated
32.5 | PROCUREMENT OF COMPLETE GEAR BOX ASSEMBLIES OF COAL MILLS XRP 883 FOR UNIT # 3 TO 4 AT KHAPERKHEDA TPS | Scheme |  |  |  | 7.5 | [7 empty] | 1. Replacement of entire asset after completion of useful life and which has gone beyond repair. 2. Increase in Operational efficiency of existing system. 3. Reduction in maintenance requirements 4. Improvement in power quality and reliability |  |  |  |  | 0 | [5 empty] | 7.5 | [13 empty] | 0 | [5 empty] | 7.5 |  |  |  |  | Not Initiated
33 | DPR FOR PERFORMANCE IMPROVEMENT OF BOILER PA FAN, ID FAN AND FD FAN IN UNIT NO. 1 TO 4 | DPR |  |  |  | 76.06 | [12 empty] | 0 | [19 empty] | 0 | [9 empty] | AS PER APPROVED CAPEX ROLLING PLAN
33.1 | Procurement of PA fan Casings along with Dampers in Unit- 1 & 2, at Khaperkheda TPS | Scheme |  |  |  | 17.75 | [7 empty] | 1. Replacement of the entire asset after completion of Useful Life and which has gone beyond repair. 2. Reduction in maintenance requirements 3. Increase in operational efficiency of existing system |  |  |  |  | 0 | [5 empty] | 17.75 | [13 empty] | 0 | [5 empty] | 17.75 |  |  |  |  | Not Initiated
33.2 | PROCUREMENT OF COMPLETE ROTOR ASSEMBLY ALONG WITH MOTOR FOR NDZV 31 SIDOR IN UNIT NO. 1 & 2 KHAPERKHEDA TPS (ID FAN) | Scheme |  |  |  | 25 | [7 empty] | 1. Replacement of the entire asset after completion of Useful Life and which has gone beyond repair 2. Reduction in maintenance requirements 3. Increase in operational efficiency of existing system |  |  |  |  | 0 | [5 empty] | 25 | [13 empty] | 0 | [5 empty] | 25 |  |  |  |  | Not Initiated
33.3 | PROCUREMENT OF FD FAN (BHEL AP 1-20 / 11) ASSEMBLY ALONG WITH DRIVE UNIT(MOTOR) FOR UNIT 1 & 2 AT KHAPERKHEDA TPS UNDER OEM NATURE ITEMS | Scheme |  |  |  | 10 | [7 empty] | 1. Replacement of entire asset after completion of useful life and which has gone beyond repair. 2. Increase in Operational efficiency of existing system. 3. Increase in the Useful Life of the entire project/scheme/assets 4. Improvement in power quality and reliability |  |  |  |  | 0 | [5 empty] | 10 | [13 empty] | 0 | [5 empty] | 10 |  |  |  |  | Not Initiated
33.4 | PROCUREMENT OF FD FAN (BHEL AP 1-20 / 11) ASSEMBLY ALONG WITH DRIVE UNIT(MOTOR) FOR UNIT 3& 4 AT KHAPERKHEDA TPS UNDER OEM NATURE ITEMS | Scheme |  |  |  | 10 | [7 empty] | 1. Replacement of entire asset after completion of useful life and which has gone beyond repair. 2. Increase in Operational efficiency of existing system. 3. Increase in the Useful Life of the entire project/scheme/assets 4. Improvement in power quality and reliability |  |  |  |  | 0 | [6 empty] | 10 | [12 empty] | 0 | [6 empty] | 10 |  |  |  | Not Initiated
33.5 | NDZV 33 SIDOR ID Fan Impeller Assembly for Unit 3 & 4 at TPS, Khaperkheda | Scheme |  |  |  | 7.28 | [7 empty] | 1. Replacement of entire asset after completion of useful life and which has gone beyond repair. 2. Increase in Operational efficiency of existing system. 3. Increase in the Useful Life of the entire project/scheme/assets 4. Improvement in power quality and reliability |  |  |  |  | 0 | [6 empty] | 7.28 | [12 empty] | 0 | [6 empty] | 7.28 |  |  |  | Not Initiated
33.6 | Design, Engineering, Manufacturing, Supply & Commissioning including civil works for installation of 70 LPM lubricant ystems for PA Fans in unit no. 1&2. | Scheme |  |  |  | 1.38 | [7 empty] | 1. Renovation and Modernisation for life extension of entire project 2. Increase in operational efficiency of existing system |  |  |  |  | 0 | [6 empty] | 1.38 | [12 empty] | 0 | [6 empty] | 1.38 |  |  |  | Not Initiated
33.7 | Supply and installation of ID and PA foundation deck spring for unit no. 3 & 4 | Scheme |  |  |  | 4.65 | [7 empty] | 1. Replacement of entire asset after completion of useful life and which has gone beyond repair. 2. Increase in Operational efficiency of existing system. 3. Increase in the Useful Life of the entire project/scheme/assets 4. Improvement in power quality and reliability |  |  |  |  | 0 | [7 empty] | 4.65 | [11 empty] | 0 | [7 empty] | 4.65 |  |  | Not Initiated
34 | VARIOUS SCHEMES FOR BOILER PERFORMANCE IMPROVEMENT | DPR |  |  |  | 43.28 | [12 empty] | 0 | [19 empty] | 0 | [9 empty] | AS PER APPROVED CAPEX ROLLING PLAN
34.1 | SUPPLY OF COAL MILL SEPERATOR & SCRAPPER BODIES FOR XRP-803 1/2 HP COAL MILLS IN UNIT 1 & 2 | Scheme |  |  |  | 17.28 | [7 empty] | 1. Replacement of entire asset after completion of useful life and which has gone beyond repair. 2. Increase in Operational efficiency of existing system. 3. Increase in the Useful Life of the entire project/scheme/assets 4. Improvement in power quality and reliability |  |  |  |  | 0 | [5 empty] | 17.28 | [13 empty] | 0 | [5 empty] | 17.28 |  |  |  |  | Not Initiated
34.2 | MODIFICATION OF EXISTING COAL BUNKER AND COMMISSIONING OF BUNKER CHUTE ASSEMBLY WITH VIBRATING MOTOR TO AVOID BUNKER MOUTH COAL CHOKE UP FOR UNIT 1 & 2AT KHAPERKHEDA TPS. | Scheme |  |  |  | 9 | [7 empty] | 1. Renovation and Modernisation for life extension of entire project 2. Increase in operational efficiency of existing system |  |  |  |  | 0 | [6 empty] | 9 | [12 empty] | 0 | [6 empty] | 9 |  |  |  | Not Initiated
34.3 | MODIFICATION OF EXISTING COAL BUNKER AND COMMISSIONING OF BUNKER CHUTE ASSEMBLY WITH VIBRATING MOTOR TO AVOID BUNKER MOUTH COAL CHOKE UP FOR UNIT 3 & 4 AT KHAPERKHEDA TPS. | Scheme |  |  |  | 9 | [7 empty] | 1. Renovation and Modernisation for life extension of entire project 2. Increase in operational efficiency of existing system |  |  |  |  | 0 | [5 empty] | 9 | [13 empty] | 0 | [5 empty] | 9 |  |  |  |  | Not Initiated
34.4 | DESIGN, DEVELOPMENT, COMMISIONING OF SEAL AIR FAN ASSEMBLIES IN UNIT 1 & 2 | Scheme |  |  |  | 4 | [7 empty] | 1. Renovation and Modernisation for life extension of entire project 2. Increase in operational efficiency of existing system 3. Reduction in maintenance requirements |  |  |  |  | 0 | [5 empty] | 4 | [13 empty] | 0 | [5 empty] | 4 |  |  |  |  | Not Initiated
34.5 | Procurement of sub body assembly of control valve in unit no. 1 & 2 actuating main gear unit part electrical actuator in unit no. 1 to 4 Khaperkheda TPS | Scheme |  |  |  | 4 | [7 empty] | 1. Increase in operational efficiency of existing system 2. Reduction in maintenance requirements |  |  |  |  | 0 | [5 empty] | 4 | [13 empty] | 0 | [5 empty] | 4 |  |  |  |  | Not Initiated
35 | Construction of A, B, C, D & E type stilt + 6 floor buildings at TPS Khaperkheda. | DPR |  |  |  | 180 | [12 empty] | 0 | [19 empty] | 0 | [9 empty] | AS PER APPROVED CAPEX ROLLING PLAN
35.1 | Construction of A, B, C, D & E type stilt + 6 floor buildings at TPS Khaperkheda. | Scheme |  |  |  | 180 | [7 empty] | 1. New Infrastructure to meet upcoming load; 2. Increase in operational efficiency of existing system; 3. Replacement of the entire asset after completion of Useful Life and which has gone beyond repair; 4. Reduction in maintenance requirements; 5. Renovation and Modernisation for life extension of entire project; 6.Construction of new Civil infrastructure |  |  |  |  | 0 | [5 empty] | 180 | [13 empty] | 0 | [5 empty] | 180 |  |  |  |  | Not Initiated
36 | Enhancement & Renovation of existing building, Construction of Market building, Construction of club building community hall, Construction of school building, & Enhancement of existing domestic plant providing V wire 3 MLD at Colony TPS Khaperkheda. | DPR |  |  |  | 48 | [12 empty] | 0 | [19 empty] | 0 | [9 empty] | AS PER APPROVED CAPEX ROLLING PLAN
36.1 | Enhancement / Renovation & strengthening of existing building & allied works in colony TPS Khaperkhda. | Scheme |  |  |  | 28 | [7 empty] | 1. Increase in operational efficiency of existing system; 2. Replacement of the entire asset after completion of Useful Life and which has gone beyond repair; 3. Reduction in maintenance requirements; 4. Renovation and Modernisation for life extension of entire project; 5.Fulfilment of any statutory compliance requirement; |  |  |  |  | 0 |  |  |  |  | 28 | [14 empty] | 0 |  |  |  |  | 28 | [5 empty] | Not Initiated
36.2 | Construction of Market building including approach road, drainage arrangement & electrification at colony TPS Khaperkheda | Scheme |  |  |  | 6 | [7 empty] | 1. New Infrastructure to meet upcoming load; 2. Increase in operational efficiency of existing system; 3. Replacement of the entire asset after completion of Useful Life and which has gone beyond repair; 4. Reduction in maintenance requirements; 5. Renovation and Modernisation for life extension of entire project; 6.Construction of new Civil infrastructure |  |  |  |  | 0 |  |  |  |  | 6 | [14 empty] | 0 |  |  |  |  | 6 | [5 empty] | Not Initiated
36.3 | Construction of club building / community hall | Scheme |  |  |  | 8 | [7 empty] | 1. New Infrastructure to meet upcoming load; 2. Increase in operational efficiency of existing system; 3. Replacement of the entire asset after completion of Useful Life and which has gone beyond repair; 4. Reduction in maintenance requirements; 5. Renovation and Modernisation for life extension of entire project; 6.Construction of new Civil infrastructure |  |  |  |  | 0 | [5 empty] | 8 | [13 empty] | 0 | [5 empty] | 8 |  |  |  |  | Not Initiated
36.4 | Construction of school building | Scheme |  |  |  | 3 | [7 empty] | 1. New Infrastructure to meet upcoming load; 2. Increase in operational efficiency of existing system; 3. Replacement of the entire asset after completion of Useful Life and which has gone beyond repair; 4. Reduction in maintenance requirements; 5. Renovation and Modernisation for life extension of entire project; 6.Construction of new Civil infrastructure |  |  |  |  | 0 | [5 empty] | 3 | [13 empty] | 0 | [5 empty] | 3 |  |  |  |  | Not Initiated
36.5 | Enhancement of existing domestic plant providing V wire 3 MLD | Scheme |  |  |  | 3 | [7 empty] | 1. New Infrastructure to meet upcoming load; 2. Increase in operational efficiency of existing system; 3. Replacement of the entire asset after completion of Useful Life and which has gone beyond repair; 4. Reduction in maintenance requirements; 5. Renovation and Modernisation for life extension of entire project; 6.Construction of new Civil infrastructure |  |  |  |  | 0 |  |  |  |  | 3 | [14 empty] | 0 |  |  |  |  | 3 | [5 empty] | Not Initiated
37 | Enhancement / Renovation of Saudamini Administrative Building, Construction of VIP Guest House, Construction of roads at Prakashnagar Colony and Providing various civil works related to coal transport railway lines of khaperkheda TPSTPS Khaperkheda. | DPR |  |  |  | 35 | [12 empty] | 0 | [19 empty] | 0 | [9 empty] | AS PER APPROVED CAPEX ROLLING PLAN
37.1 | Enhancement / Renovation of Saudamini building | Scheme |  |  |  | 7 | [7 empty] | 1. Increase in operational efficiency of existing system; 2. Replacement of the entire asset after completion of Useful Life and which has gone beyond repair; 3. Reduction in maintenance requirements; 4. Renovation and Modernisation for life extension of entire project; 5.Fulfilment of any statutory compliance requirement; |  |  |  |  | 0 |  |  |  | 7 | [15 empty] | 0 |  |  |  | 7 | [6 empty] | Not Initiated
37.2 | Construction of VIP guest house TPS Khaperkheda. | Scheme |  |  |  | 5 | [7 empty] | 1. New Infrastructure to meet upcoming load; 2. Increase in operational efficiency of existing system; 3. Replacement of the entire asset after completion of Useful Life and which has gone beyond repair; 4. Reduction in maintenance requirements; 5. Renovation and Modernisation for life extension of entire project; 6.Construction of new Civil infrastructure |  |  |  |  | 0 |  |  |  |  | 5 | [14 empty] | 0 |  |  |  |  | 5 | [5 empty] | Not Initiated
37.3 | Construction of Roads | Scheme |  |  |  | 13 | [7 empty] | 1. New Infrastructure to meet upcoming load; 2. Increase in operational efficiency of existing system; 3. Replacement of the entire asset after completion of Useful Life and which has gone beyond repair; 4. Reduction in maintenance requirements; 5. Renovation and Modernisation for life extension of entire project; 6.Construction of new Civil infrastructure |  |  |  |  | 0 |  |  |  |  | 13 | [14 empty] | 0 |  |  |  |  | 13 | [5 empty] | Not Initiated
37.4 | Construction of office building & store for electrical maintenance & Civil at KPKD | Scheme |  |  |  | 2.5 | [7 empty] | 1. New Infrastructure to meet upcoming load; 2. Increase in operational efficiency of existing system; 3. Replacement of the entire asset after completion of Useful Life and which has gone beyond repair; 4. Reduction in maintenance requirements; 5. Renovation and Modernisation for life extension of entire project; 6.Construction of new Civil infrastructure |  |  |  |  | 0 |  |  |  | 2.5 | [15 empty] | 0 |  |  |  | 2.5 | [6 empty] | Not Initiated
37.5 | Providing Special repair & retrofitting work of river bridge no.09 on Khaperkheda - Kalumna railway siding of TPS Khaperkheda. | Scheme |  |  |  | 1.5 | [7 empty] | 1. Increase in operational efficiency of existing system; 2. Replacement of the entire asset after completion of Useful Life and which has gone beyond repair; 3. Reduction in maintenance requirements; 4. Renovation and Modernisation for life extension of entire project; 5.Fulfilment of any statutory compliance requirement; |  |  |  |  | 0 |  |  |  | 1.5 | [15 empty] | 0 |  |  |  | 1.5 | [6 empty] | Not Initiated
37.6 | Construction & repairing of drains & culverts along coal Transporting Railway lines & approach road of TPS Khaperkheda. | Scheme |  |  |  | 2.5 | [7 empty] | 1. Increase in operational efficiency of existing system; 2. Replacement of the entire asset after completion of Useful Life and which has gone beyond repair; 3. Reduction in maintenance requirements; 4. Renovation and Modernisation for life extension of entire project; 5.Fulfilment of any statutory compliance requirement; |  |  |  |  | 0 |  |  |  |  | 2.5 | [14 empty] | 0 |  |  |  |  | 2.5 | [5 empty] | Not Initiated
37.7 | Repairing, providing & applying Epoxy Painting and Structural Steel Works to steel structural bridges on kpkd to Kaluma and kpkd to Saoner railway lines as per recommendation of structural stability report at TPS Khaperkheda. | Scheme |  |  |  | 1 | [7 empty] | 1. Increase in operational efficiency of existing system; 2. Replacement of the entire asset after completion of Useful Life and which has gone beyond repair; 3. Reduction in maintenance requirements; 4. Renovation and Modernisation for life extension of entire project; 5.Fulfilment of any statutory compliance requirement; |  |  |  |  | 0 |  |  |  |  | 1 | [14 empty] | 0 |  |  |  |  | 1 | [5 empty] | Not Initiated
37.8 | Construction of compound wall KPKD Colony | Scheme |  |  |  | 2.5 | [7 empty] | 1. Increase in operational efficiency of existing system; 2. New infrastructure for enhancement of security; 3. Reduction in maintenance requirements; 4. Renovation and Modernisation for life extension of entire project; 5.Fulfilment of any statutory compliance requirement; |  |  |  |  | 0 |  |  |  |  | 2.5 | [14 empty] | 0 |  |  |  |  | 2.5 | [5 empty] | Not Initiated
38 | Work of Strengthening and modification of Main Plant, construction of roads, strengthening of IDCT 1 to 4 in plant area, 4x210 MW, TPS, Khaperkheda. | DPR |  |  |  | 54.01 | [12 empty] | 0 | [19 empty] | 0 | [9 empty] | AS PER APPROVED CAPEX ROLLING PLAN
38.1 | Work of attending additional works based on structural report at Induced Draft Cooling Towers(IDCT) unit 1,2,3 & 4 at 4 x 210MW, TPS, Khaperkheda. | Scheme |  |  |  | 1.21 | [7 empty] | 1. Increase in operational efficiency of existing system; 2. Replacement of the entire asset after completion of Useful Life and which has gone beyond repair; 3. Reduction in maintenance requirements; 4. Renovation and Modernisation for life extension of entire project; 5.Fulfilment of any statutory compliance requirement; |  |  |  |  | 0 |  |  |  |  | 1.21 | [14 empty] | 0 |  |  |  |  | 1.21 | [5 empty] | Not Initiated
38.2 | Work of constructon of roadside drains from VIP gate no.3 to IDCT No.1 at 4 x 210MW TPS Khaperkheda. | Scheme |  |  |  | 3.61 | [7 empty] | 1. Increase in operational efficiency of existing system; 2. Replacement of the entire asset after completion of Useful Life and which has gone beyond repair; 3. Reduction in maintenance requirements; 4. Renovation and Modernisation for life extension of entire project; 5.Fulfilment of any statutory compliance requirement; |  |  |  |  | 0 |  |  |  | 3.61 | [15 empty] | 0 |  |  |  | 3.61 | [6 empty] | Not Initiated
38.3 | Construction of bituminous macadam road from Administrative Building to GCR Road near Service Building of 4X210MW TPS Khaperkheda. | Scheme |  |  |  | 2.7 | [7 empty] | 1. Increase in operational efficiency of existing system; 2. Replacement of the entire asset after completion of Useful Life and which has gone beyond repair; 3. Reduction in maintenance requirements; 4. Renovation and Modernisation for life extension of entire project; 5.Fulfilment of any statutory compliance requirement; |  |  |  |  | 0 |  |  |  | 2.7 | [15 empty] | 0 |  |  |  | 2.7 | [6 empty] | Not Initiated
38.4 | Work for Construction of cement concrete road for equipment movement for salt lagoon (WTP-I), FGD(System), H2(cylinders) plant etc. inside plant premises in 4x 210MW, TPS, Khaperkheda. | Scheme |  |  |  | 3.63 | [7 empty] | 1. New Infrastructure to meet upcoming load; 2. Increase in operational efficiency of existing system; 3. Replacement of the entire asset after completion of Useful Life and which has gone beyond repair; 4. Reduction in maintenance requirements; 5. Renovation and Modernisation for life extension of entire project; 6.Construction of new Civil infrastructure |  |  |  |  | 0 |  |  |  | 3.63 | [15 empty] | 0 |  |  |  | 3.63 | [6 empty] | Not Initiated
38.5 | Construction of cement concrete road outside BTG area of Power Plant 4 x 210MW TPS Khaperkheda. | Scheme |  |  |  | 8.92 | [7 empty] | 1. New Infrastructure to meet upcoming load; 2. Increase in operational efficiency of existing system; 3. Replacement of the entire asset after completion of Useful Life and which has gone beyond repair; 4. Reduction in maintenance requirements; 5. Renovation and Modernisation for life extension of entire project; 6.Construction of new Civil infrastructure |  |  |  |  | 0 |  |  |  |  | 8.92 | [14 empty] | 0 |  |  |  |  | 8.92 | [5 empty] | Not Initiated
38.6 | Construction of cement concrete road for material transportation from D-Point CHP to reject coal Dumping yard in 4x 210MW, TPS, Khaperkheda. | Scheme |  |  |  | 5.94 | [7 empty] | 1. New Infrastructure to meet upcoming load; 2. Increase in operational efficiency of existing system; 3. Replacement of the entire asset after completion of Useful Life and which has gone beyond repair; 4. Reduction in maintenance requirements; 5. Renovation and Modernisation for life extension of entire project; 6.Construction of new Civil infrastructure . |  |  |  |  | 0 |  |  |  | 5.94 | [15 empty] | 0 |  |  |  | 5.94 | [6 empty] | Not Initiated
38.7 | Work of Strengthening and modification of Main Plant, Major Stores, Auxiliary in plant area, 4x210 MW, TPS, Khaperkheda. | Scheme |  |  |  | 10 | [7 empty] | 1. Increase in operational efficiency of existing system; 2. Replacement of the entire asset after completion of Useful Life and which has gone beyond repair; 3. Reduction in maintenance requirements; 4. Renovation and Modernisation for life extension of entire project; 5.Fulfilment of any statutory compliance requirement; |  |  |  |  | 0 |  |  |  |  | 10 | [14 empty] | 0 |  |  |  |  | 10 | [5 empty] | Not Initiated
38.8 | Construction of diversion road along with RCC bridge from rejct coal yard CHP-I & CHP-II | Scheme |  |  |  | 15 | [7 empty] | 1. New Infrastructure to meet upcoming load; 2. Increase in operational efficiency of existing system; 3. Replacement of the entire asset after completion of Useful Life and which has gone beyond repair; 4. Reduction in maintenance requirements; 5. Renovation and Modernisation for life extension of entire project; 6.Construction of new Civil infrastructure . |  |  |  |  | 0 |  |  |  |  | 15 | [14 empty] | 0 |  |  |  |  | 15 | [5 empty] | Not Initiated
38.9 | Upgradation of existing ETP plant consist civil works, electrification and pumps. | Scheme |  |  |  | 3 | [7 empty] | 1. New Infrastructure to meet upcoming load; 2. Increase in operational efficiency of existing system; 3. Replacement of the entire asset after completion of Useful Life and which has gone beyond repair; 4. Reduction in maintenance requirements; 5. Renovation and Modernisation for life extension of entire project; 6.Construction of new Civil infrastructure . |  |  |  |  | 0 |  |  |  |  | 3 | [14 empty] | 0 |  |  |  |  | 3 | [5 empty] | Not Initiated
39 | Work of 5th Raising of Waregaon Ash Bund, 4x210 MW, TPS, Khaperkheda. | DPR |  |  |  | 150 | [12 empty] | 0 | [19 empty] | 0 | [9 empty] | AS PER APPROVED CAPEX ROLLING PLAN
39.1 | Work of 5th Raising of Waregaon Ash Bund, 4x210 MW, TPS, Khaperkheda. | Scheme |  |  |  | 150 | [7 empty] | 1. New Infrastructure to meet upcoming load; 2. Increase in operational efficiency of existing system; 3. Replacement of the entire asset after completion of Useful Life and which has gone beyond repair; 4. Reduction in maintenance requirements; 5. Renovation and Modernisation for life extension of entire project; 6.Construction of new Civil infrastructure . |  |  |  |  | 0 |  |  |  |  | 150 | [14 empty] | 0 |  |  |  |  | 150 | [5 empty] | Not Initiated
40 | Work of CTR(Complete Track Removal),TTR(TRAIN TRAVLER REGULATOR) and Yard Remoulding incl. misc. works at Mahagenco Khaperkheda Plant. | DPR |  |  |  | 178 | [12 empty] | 0 | [19 empty] | 0 | [9 empty] | AS PER APPROVED CAPEX ROLLING PLAN
40.1 | Work of CTR(Complete Track Removal),TTR(TRAIN TRAVLER REGULATOR) and Yard Remoulding incl. misc. works at Mahagenco Khaperkheda Plant. | Scheme | [11 empty] | 1. New Infrastructure to meet upcoming load; 2. Increase in operational efficiency of existing system; 3. Replacement of the entire asset after completion of Useful Life and which has gone beyond repair; 4. Reduction in maintenance requirements; 5. Renovation and Modernisation for life extension of entire project; 6.Construction of new Civil infrastructure . |  |  |  |  | 0 |  |  |  |  | 178 | [14 empty] | 0 |  |  |  |  | 178 | [5 empty] | Not Initiated
41 | Various WTP 210MW improvement schemes i.e. Up-gradation of SWAS SYSTEM UNIT- 1 to 4 at WTP-I 210 MW along with coal sampling lab upgradation, Comissioning of CW Chemical Dosing system etc | DPR |  |  |  | 38.5 | [12 empty] | 0 | [19 empty] | 0 | [9 empty] | AS PER APPROVED CAPEX ROLLING PLAN
41.1 | Upgradation of Existing ETP system viz. Plate Settler, Settling tank, Sludge Drying bed, Chemical dosing system etc.)as per MPCB consent condition | Scheme |  |  |  | 5 | [12 empty] | 0 |  |  |  | 5 | [15 empty] | 0 |  |  |  | 5 | [6 empty] | Not Initiated
41.2 | Upgradation of SWAS Lab 3& 4 at WTP-210 MW | Scheme |  |  |  | 9 | [12 empty] | 0 |  |  |  | 9 | [15 empty] | 0 |  |  |  | 9 | [6 empty] | Not Initiated
41.3 | Revamping of Chlorination Plant Stream (A+ B) & Installation, Comissioning of CW Chemical Dosing system (Viz. Scale inhibitor, Scale Dispersant, Biodispersant, Corossion Inhibitor & H2SO4 dosing) and Online CW Chemical parameter monitoring system at KPKD TPS | Scheme |  |  |  | 7 | [12 empty] | 0 |  |  |  |  | 7 | [14 empty] | 0 |  |  |  |  | 7 | [5 empty] | Not Initiated
41.4 | Upgradation of SWAS Lab 1& 2 at WTP-210 MW | Scheme |  |  |  | 9 | [12 empty] | 0 |  |  |  |  | 9 | [14 empty] | 0 |  |  |  |  | 9 | [5 empty] | Not Initiated
41.5 | Upgradation of Water &Coal testing Lab at WTP-210 MW &Procurement of Coal Lab Instruments and upgradation of coal sampling Room & Instruments related to Coal sample Preparation. at WTP-210 MW | Scheme |  |  |  | 8.5 | [12 empty] | 0 | [5 empty] | 8.5 | [13 empty] | 0 | [5 empty] | 8.5 |  |  |  |  | Not Initiated
42 | Work of capacity restoration of unloading stream from Beetle Charger No. 1 to Stacker/Reclaimer No. 1 for perfromance improvement of CHP-I (4 x 210 MW) & Capacity restoration of unloading stream from Beetle Charger No. 1 to Stacker/Reclaimer No. 1 for perfromance improvement of CHP-I (4 x 210 MW). | DPR |  |  |  | 84 | [12 empty] | 0 | [19 empty] | 0 | [9 empty] | AS PER APPROVED CAPEX ROLLING PLAN
42.1 | Revamping/ refurbishment, capacity restoration and upgradation for beetle charger No. 1 | Scheme |  |  |  | 3 | [7 empty] | 1. As the plant is 33 years old and in service, the availability of beetle charger system is reduced. 2. Availability of beetle charge will help to increase in wagon unloading and benefit to save the demurrage charges of 5.35 Crs. Can be realized in one year. |  |  |  |  | 0 |  |  |  |  | 3 | [14 empty] | 0 |  |  |  |  | 3 | [5 empty] | Not Initiated
42.2 | Revamping/ refurbishment, capacity restoration and upgradation for Wagon Tippler No. 1 | Scheme |  |  |  | 6 | [7 empty] | 1. As the plant is 33 years old and in service, the availability of wagon tippler is reduced. 2. Availability of wagon tippler will help to increase in wagon unloading and benefit to save the demurrage charges of 5.35 Crs. Can be realized in one year. |  |  |  |  | 0 |  |  |  | 6 | [15 empty] | 0 |  |  |  | 6 | [6 empty] | Not Initiated
42.3 | Revamping/ refurbishment, capacity restoration and upgradation for Apron Feeder No. 1 | Scheme |  |  |  | 3 | [7 empty] | 1. As the plant is 33 years old and in service, the availability of apron feeder is reduced. 2. Availability of apron feeder will benefit to save the demurrage charges of 5.35 Crs. Can be realized in one year. |  |  |  |  | 0 |  |  |  |  | 3 | [14 empty] | 0 |  |  |  |  | 3 | [5 empty] | Not Initiated
42.4 | Work of complete revamping/ refurbishment, capacity restoration and upgradation for conveyor system from Conv. 2C, 3A, 4A, 8A, 9 | Scheme |  |  |  | 25 | [7 empty] | 1. As the plant is 33 years old and in service, the availability of unloading conveyors are reduced and also reduced the coal carrying capacity. 2. Upgradation of conveyor system will restore the coal carrying capacity. 3. Also benefit to save the demurrage charges of 5.35 Crs. Can be realized in one year. |  |  |  |  | 0 |  |  |  | 25 | [15 empty] | 0 |  |  |  | 25 | [6 empty] | Not Initiated
42.5 | Work of complete revamping/ refurbishment, capacity restoration and upgradation for impact crusher and wobbler feeder No. 1 & 3 | Scheme |  |  |  | 7 | [7 empty] | 1. As the plant is 33 years old and in service, the availability of impact crusher & wobbler feeder is reduced. 2. Upgradation of impact crusher & wobbler feeder will increase the availabilityf of system. 3. Also benefit to save the demurrage charges of 5.35 Crs. Can be realized in one year. |  |  |  |  | 0 |  |  |  |  | 7 | [14 empty] | 0 |  |  |  |  | 7 | [5 empty] | Not Initiated
42.6 | Work of complete revamping/ refurbishment, capacity restoration and upgradation for Stacker/Reclaimer No. 1. | Scheme |  |  |  | 10 | [7 empty] | 1. As the plant is 33 years old and in service, the availability of Stacker/Reclaimer is reduced. 2. Upgradation of Stakcer/ Reclaimer will increase the availability of system. 3. Also benefit to save the demurrage charges of 5.35 Crs. Can be realized in one year. |  |  |  |  | 0 |  |  |  | 10 | [15 empty] | 0 |  |  |  | 10 | [6 empty] | Not Initiated
42.7 | Design, development, modification, manufacturing, supply, erection and commissioning of modular chutes for Conv. 3C to 3A, Conv. 3A to 4A, Conv. 4A to 8A and Conv. 9 by using Anti-wear Tungsten Carbide Plates in CHP-I (4 x 210 MW), TPS Khaperkheda | Scheme |  |  |  | 10 | [7 empty] | 1. As the plant is 33 years old and in service, the most of the chutes are worn out and beyond repair. Hence coal spillage is increase. 2. Replacement of modular chutes will help to avoid the coal spillage and improvement of cleaning. 3. Also benefit to save material & maintenance cost and also the demurrage charges of 5.35 Crs. Can be realized in one year. |  |  |  |  | 0 |  |  |  |  | 10 | [14 empty] | 0 |  |  |  |  | 10 | [5 empty] | Not Initiated
42.8 | Design, Supply, Erection, Commissioning and Upgradation of complete electrical system for drive units of beetle Charger, wagon tippler, apron feeder, covneyors (Conv. 2C, 3A, 4A, 8A, 9), crushers/ wobbler feeder No. 1 & 3 and Stacker/Reclaimer No. 1 in CHP-1 (4 x 210 MW) | Scheme |  |  |  | 20 | [7 empty] | 1. As the plant is 33 years old and in service, the most of the cables, feeder, panels are under capacity and frequent breakdown occurs. 2. Also the spare parts of existing feeders are obsolete and available in market. 3. Upgradation of system will help to increase in availabilty of system. 4. Also benefit to save material & maintenance cost and also the demurrage charges of 5.35 Crs. Can be realized in one year. |  |  |  |  | 0 |  |  |  |  | 20 | [14 empty] | 0 |  |  |  |  | 20 | [5 empty] | Not Initiated
43 | DPR fo Capacity restoration of bunkering stream from Conv. 5A to 7A/B/C/D including shuttle conveyors in CHP-I (4 x 210 MW) | DPR |  |  |  | 45 | [12 empty] | 0 | [19 empty] | 0 | [9 empty] | AS PER APPROVED CAPEX ROLLING PLAN
43.1 | Work of complete revamping/ refurbishment, capacity restoration and upgradation for conveyor system from Conv. 5A, 6B, 7A, 7B, 7C, 7D and Shuttle Conv. 1 to 4 in CHP-I (4 x 210 MW) | Scheme |  |  |  | 25 | [7 empty] | 1. As the plant is 33 years old and in service, the availability of bunkering conveyors are reduced and also reduced the coal carrying capacity. 2. Upgradation of conveyor system will restore the coal carrying capacity. 3. Also benefit to save the generation loss of 32 Crs. and demurrage charges of 5.35 Crs. Can be realized in one year. |  |  |  |  | 0 |  |  |  | 25 | [15 empty] | 0 |  |  |  | 25 | [6 empty] | Not Initiated
43.2 | Design, development, modification, manufacturing, supply, erection and commissioning of modular chutes for Conv.Conv. 4D to 5A/B , 5A to 6B, Conv. 6B to 7A & 7B, Conv. 7B to 7D upto shuttle conveyor, Conv. 7A to 7C upto shuttle conveyor by using Anti-wear Tungsten Carbide Plates in CHP-I (4 x 210 MW), TPS Khaperkheda | Scheme |  |  |  | 10 | [7 empty] | 1. As the plant is 33 years old and in service, the most of the chutes are worn out and beyond repair. Hence coal spillage is increase. 2. Replacement of modular chutes will help to avoid the coal spillage and improvement of cleaning. 3. Also benefit to save material & maintenance cost, also the generation loss will reduced and demurrage charges of 5.35 Crs. Can be realized in one year. |  |  |  |  | 0 |  |  |  |  | 10 | [14 empty] | 0 |  |  |  |  | 10 | [5 empty] | Not Initiated
43.3 | Design, Supply, Erection, Commissioning and Upgradation of complete electrical system for drive units of covneyors (Conv. 5A, 6B, 7A/B/C/D & Shuttle Conv. 1 to 4 in CHP-1 (4 x 210 MW) | Scheme |  |  |  | 10 | [7 empty] | 1. As the plant is 33 years old and in service, the most of the cables, feeder, panels are under capacity and frequent breakdown occurs. 2. Also the spare parts of existing feeders are obsolete and available in market. 3. Upgradation of system will help to increase in availabilty of system. 4. Also benefit to save material & maintenance cost, also the generation loss will reduced and also the demurrage charges of 5.35 Crs. Can be realized in one year. |  |  |  |  | 0 |  |  |  | 10 | [15 empty] | 0 |  |  |  | 10 | [6 empty] | Not Initiated
44 | Work of capacity restoration of unloading stream from Beetle Charger No. 2 to Stacker/Reclaimer No. 2 for perfromance improvement of CHP-I (4 x 210 MW). | DPR |  |  |  | 74 | [12 empty] | 0 | [19 empty] | 0 | [9 empty] | AS PER APPROVED CAPEX ROLLING PLAN
44.1 | Work of complete revamping/ refurbishment, capacity restoration and upgradation for beetle charger No. 2 | Scheme |  |  |  | 3 | [7 empty] | 1. As the plant is 33 years old and in service, the availability of beetle charger system is reduced. 2. Availability of beetle charge will help to increase in wagon unloading and benefit to save the demurrage charges of 5.35 Crs. Can be realized in one year. |  |  |  |  | 0 |  |  |  | 3 | [15 empty] | 0 |  |  |  | 3 | [6 empty] | Not Initiated
44.2 | Work of complete revamping/ refurbishment, capacity restoration and upgradation for Wagon Tippler No. 2 | Scheme |  |  |  | 6 | [7 empty] | 1. As the plant is 33 years old and in service, the availability of wagon tippler is reduced. 2. Availability of wagon tippler will help to increase in wagon unloading and benefit to save the demurrage charges of 5.35 Crs. Can be realized in one year. |  |  |  |  | 0 |  |  |  |  | 6 | [14 empty] | 0 |  |  |  |  | 6 | [5 empty] | Not Initiated
44.3 | Work of complete revamping/ refurbishment, capacity restoration and upgradation for Apron Feeder No. 2 | Scheme |  |  |  | 3 | [7 empty] | 1. As the plant is 33 years old and in service, the availability of apron feeder is reduced. 2. Availability of apron feeder will benefit to save the demurrage charges of 5.35 Crs. Can be realized in one year. |  |  |  |  | 0 |  |  |  | 3 | [15 empty] | 0 |  |  |  | 3 | [6 empty] | Not Initiated
44.4 | Work of complete revamping/ refurbishment, capacity restoration and upgradation for conveyor system from Conv. 2D, 3B, 4B, 8B, 10 | Scheme |  |  |  | 25 | [7 empty] | 1. As the plant is 33 years old and in service, the availability of unloading conveyors are reduced and also reduced the coal carrying capacity. 2. Upgradation of conveyor system will restore the coal carrying capacity. 3. Also benefit to save the demurrage charges of 5.35 Crs. Can be realized in one year. |  |  |  |  | 0 |  |  |  |  | 25 | [14 empty] | 0 |  |  |  |  | 25 | [5 empty] | Not Initiated
44.5 | Work of complete revamping/ refurbishment, capacity restoration and upgradation for impact crusher and wobbler feeder No. 2 & 4 | Scheme |  |  |  | 7 | [7 empty] | 1. As the plant is 33 years old and in service, the availability of impact crusher & wobbler feeder is reduced. 2. Upgradation of impact crusher & wobbler feeder will increase the availabilityf of system. 3. Also benefit to save the demurrage charges of 5.35 Crs. Can be realized in one year. |  |  |  |  | 0 |  |  |  |  | 7 | [14 empty] | 0 |  |  |  |  | 7 | [5 empty] | Not Initiated
44.6 | Work of complete revamping/ refurbishment, capacity restoration and upgradation for Stacker/Reclaimer No. 2. | Scheme |  |  |  | 10 | [7 empty] | 1. As the plant is 33 years old and in service, the availability of Stacker/Reclaimer is reduced. 2. Upgradation of Stakcer/ Reclaimer will increase the availability of system. 3. Also benefit to save the demurrage charges of 5.35 Crs. Can be realized in one year. |  |  |  |  | 0 |  |  |  |  | 10 | [14 empty] | 0 |  |  |  |  | 10 | [5 empty] | Not Initiated
44.7 | Design, development, modification, manufacturing, supply, erection and commissioning of modular chutes for Conv. 2D to 3B, Conv. 3B to 4B, Conv. 4B to 8B and Conv. 10 by using Anti-wear Tungsten Carbide Plates in CHP-I (4 x 210 MW), TPS Khaperkheda | Scheme |  |  |  | 10 | [7 empty] | 1. As the plant is 33 years old and in service, the most of the chutes are worn out and beyond repair. Hence coal spillage is increase. 2. Replacement of modular chutes will help to avoid the coal spillage and improvement of cleaning. 3. Also benefit to save material & maintenance cost and also the demurrage charges of 5.35 Crs. Can be realized in one year. |  |  |  |  | 0 |  |  |  |  | 10 | [14 empty] | 0 |  |  |  |  | 10 | [5 empty] | Not Initiated
44.8 | Design, Supply, Erection, Commissioning and Upgradation of complete electrical system for drive units of beetle Charger, wagon tippler, apron feeder, covneyors (Conv. 2D, 3B, 4B, 8B, 10), crushers/ wobbler feeder No. 2 & 4 and Stacker/Reclaimer No. 2 in CHP-1 (4 x 210 MW) | Scheme |  |  |  | 10 | [7 empty] | 1. As the plant is 33 years old and in service, the most of the cables, feeder, panels are under capacity and frequent breakdown occurs. 2. Also the spare parts of existing feeders are obsolete and available in market. 3. Upgradation of system will help to increase in availabilty of system. 4. Also benefit to save material & maintenance cost and also the demurrage charges of 5.35 Crs. Can be realized in one year. |  |  |  |  | 0 |  |  |  |  | 10 | [14 empty] | 0 |  |  |  |  | 10 | [5 empty] | Not Initiated
45 | Work of capacity restoration of bunkering stream from Conv. 1A/B, 2A/B, 5B to 7E/F/G/H including shuttle conveyors in CHP-I (4 x 210 MW) | DPR |  |  |  | 75 | [12 empty] | 0 | [19 empty] | 0 | [9 empty] | AS PER APPROVED CAPEX ROLLING PLAN
45.1 | Work of complete revamping/ refurbishment, capacity restoration and upgradation for conveyor system from Conv. 1A/B, 2A/B, 5B, 6A, 7E, 7F, 7G, 7H and Shuttle Conv. 5 to 8 in CHP-I (4 x 210 MW) | Scheme |  |  |  | 30 | [7 empty] | 1. As the plant is 33 years old and in service, the availability of unloading conveyors are reduced and also reduced the coal carrying capacity. 2. Upgradation of conveyor system will restore the coal carrying capacity. 3. Also benefit to save the generation loss of 32 Crs. and demurrage charges of 5.35 Crs. Can be realized in one year. |  |  |  |  | 0 |  |  |  | 30 | [15 empty] | 0 |  |  |  | 30 | [6 empty] | Not Initiated
45.2 | Design, development, modification, manufacturing, supply, erection and commissioning of modular chutes for Conv. 1A/b to 2A/B,Conv. 4C to 5A/B, Conv. 5B to 6A, Conv. 6A to 7E & 7F, Conv. 7E to 7G upto shuttle conveyor, Conv. 7F to 7H upto shuttle conveyor by using Anti-wear Tungsten Carbide Plates in CHP-I (4 x 210 MW), TPS Khaperkheda | Scheme |  |  |  | 15 | [7 empty] | 1. As the plant is 33 years old and in service, the most of the chutes are worn out and beyond repair. Hence coal spillage is increase. 2. Replacement of modular chutes will help to avoid the coal spillage and improvement of cleaning. 3. Also benefit to save material & maintenance cost, generation loss will be reduced and the demurrage charges of 5.35 Crs. Can be realized in one year. |  |  |  |  | 0 |  |  |  |  | 15 | [14 empty] | 0 |  |  |  |  | 15 | [5 empty] | Not Initiated
45.3 | Design, Supply, Erection, Commissioning and Upgradation of complete electrical system for drive units of conveyor system from Conv. 1A/B, 2A/B, 5B, 6A, 7E, 7F, 7G, 7H and Shuttle Conv. 5 to 8 in CHP-1 (4 x 210 MW) | Scheme |  |  |  | 20 | [7 empty] | 1. As the plant is 33 years old and in service, the most of the cables, feeder, panels are under capacity and frequent breakdown occurs. 2. Also the spare parts of existing feeders are obsolete and available in market. 3. Upgradation of system will help to increase in availabilty of system. 4. Also benefit to save material & maintenance cost,, generation loss will be reduced and the demurrage charges of 5.35 Crs. Can be realized in one year. |  |  |  |  | 0 |  |  |  | 20 | [15 empty] | 0 |  |  |  | 20 | [6 empty] | Not Initiated
45.4 | Work of complete revamping/ refurbishment, capacity restoration and upgradation for Paddel Feeder No. 1 to 4 and truck hopper in CHP-I (4 x 210 MW) | Scheme |  |  |  | 10 | [7 empty] | 1. As the plant is 33 years old and in service, the availability of paddle feeders and track hopper is reduced. 2. Availability of paddle feeders and track hopper will help to increase in wagon unloading and benefit to save the demurrage charges of 5.35 Crs. Can be realized in one year. |  |  |  |  | 0 |  |  |  |  | 10 | [14 empty] | 0 |  |  |  |  | 10 | [5 empty] | Not Initiated
46 | Renovation and upgradation of various electrical system for CHP-I (4 x 210 MW) improvement & Renovation and upgradation of various electrical system for CHP-I (4 x 210 MW) improvement. | DPR |  |  |  | 61 | [12 empty] | 0 | [19 empty] | 0 | [9 empty] | AS PER APPROVED CAPEX ROLLING PLAN
46.1 | Design, development and upgradation with circuit breaker VFD of various LT MCC of CHP-I. | Scheme |  |  |  | 17 | [7 empty] | 1. As the plant is 33 years old and in service, the most of the circuit breaker, MCC panels are under capacity and frequent breakdown occurs. 2. Also the spare parts of existing feeders are obsolete and available in market. 3. Upgradation of system will help to increase in availabilty of system. 4. Also benefit to save material & maintenance cost,, generation loss will be reduced and the demurrage charges of 5.35 Crs. Can be realized in one year. |  |  |  |  | 0 |  |  |  |  | 17 | [14 empty] | 0 |  |  |  |  | 17 | [5 empty] | Not Initiated
46.2 | Design, Supply, Installation, Commissioning and Testing of Energy Chain System for Paddle Feeder, Shuttle Conveyor and Stacker/Reclaimers in CHP-1 (4 x 210 MW), Khaperkheda TPS. | Scheme |  |  |  | 10 | [7 empty] | 1. As the plant is 33 years old and in service, the most of the cable carrier system is not working properly and frequent damages to cables & breakdown occurs. 2. Upgradation of system will help to increase in availabilty of system. 3. Also benefit to save material & maintenance cost,, generation loss will be reduced and the demurrage charges of 5.35 Crs. Can be realized in one year. |  |  |  |  | 0 |  |  |  | 10 | [15 empty] | 0 |  |  |  | 10 | [6 empty] | Not Initiated
46.3 | Upgradation of relay logic system with PLC & SCADA in CHP-I control room and Wagon Tipplers in CHP-1 (4 x 210 MW), Khaperkheda TPS. | Scheme |  |  |  | 8 | [7 empty] | 1. As the plant is 33 years old and in service, the existing relay logic based system are under capacity and frequent breakdown occurs. 2. Also the spare parts of existing relay logic based system are obsolete and available in market. 3. Upgradation of system will help to increase in availabilty of system. 4. Also benefit to save material & maintenance cost, generation loss will be reduced and the demurrage charges of 5.35 Crs. Can be realized in one year. |  |  |  |  | 0 |  |  |  |  | 8 | [14 empty] | 0 |  |  |  |  | 8 | [5 empty] | Not Initiated
46.4 | Complete upgradation of conveyor lighting system with energey efficient LED lights for CHP-1 (4 x 210 MW), Khaperkheda TPS. | Scheme |  |  |  | 8 | [7 empty] | 1. As the plant is 33 years old and in service, the existing conveyor lighting system are under capacity and some places fixtures & fittings are missing / damaged, hence poor illumination is conveyor gallary. 2. Upgradation of conveyor lightign system will help to improvement in illumination in conveyor gallary and safe working. 4. Also benefit to avoid accidenet / mishap due to poor illumination, to avoid loss of man / machine, reduced the maintenance & material cost. |  |  |  |  | 0 |  |  |  | 8 | [15 empty] | 0 |  |  |  | 8 | [6 empty] | Not Initiated
46.5 | Providing, installation, testing commissioning, maintenance and operation of explosion proof & weather proof surveillance system at CHP-I (4 X 210 MW), TPS Khaperkheda. | Scheme |  |  |  | 6 | [7 empty] | 1. As the plant is 33 years old and in service, close monitoring of the auxilairies is required. 2. Survelliance system will help to monitor the auxiliaries installed at CHP-I area and reduced the losses of auxiliaries. |  |  |  |  | 0 |  |  |  |  | 6 | [14 empty] | 0 |  |  |  |  | 6 | [5 empty] | Not Initiated
46.6 | Complete revamping/refurbishment, upgradation and modification of various EOT cranes & hoist installed at CHP-I (4 x 210 MW), TPS Khaperkheda. | Scheme |  |  |  | 12 | [7 empty] | 1. As the plant is 33 years old and in service, the existing EOT crane are not working properly and spare part of the EOT crane are not available in market. 2. Upgradation and modification of EOT cranes will help to increase availability. 4. Also benefit to reduced the maintenance & material cost and also reduced the breakdown of the system. |  |  |  |  | 0 |  |  |  |  | 12 | [14 empty] | 0 |  |  |  |  | 12 | [5 empty] | Not Initiated
47 | Procurement of various capacity SAN make locomotives and BEML make loader & bulldozer for CHP-I (4 x 210 MW) | DPR |  |  |  | 25 | [12 empty] | 0 | [19 empty] | 0 | [9 empty] | AS PER APPROVED CAPEX ROLLING PLAN
47.1 | Procurement of various capacity SAN make locomotives and BEML make loader & bulldozer for CHP-I (4 x 210 MW) | Scheme |  |  |  | 25 | [7 empty] | 1. As the plant is 33 years old and in service, the existing locomotives, loader & bulldozers are under capacity. 2. Reduction in expenditure as compare to hired locomotives/ dozer. 4. Reduction in maintenance & material cost of locomotives / dozer. 5. Reduction in oil & diesel consumption. |  |  |  |  | 0 |  |  |  | 25 | [15 empty] | 0 |  |  |  | 25 | [6 empty] | Not Initiated
48 | CHP Improvement Schemesfor 4x 210 MW units | DPR |  |  |  | 50 | [12 empty] | 0 | [19 empty] | 0 | [9 empty] | AS PER APPROVED CAPEX ROLLING PLAN
48.1 | Design, manufacture, supply and installation of suspended magnet for bunkering belts at CHP-I (4 x 210 MW), TPS Khaperkheda. | Scheme |  |  |  | 4 | [7 empty] | 1. As the plant is 33 years old and in service, the existing suspended magnets are not working properly and unable to trap the foreign materials. 2. Installation of new suspended magnets will be to reduced losses of auxiliaries and coal mills due to foreign material. 3. Also benefit to reduced the maintenance and material cost and to save the generation loss of 32 Crs. can be realized in one year. |  |  |  |  | 0 |  |  |  |  | 4 | [14 empty] | 0 |  |  |  |  | 4 |  |  |  |  | scheme added | Not Initiated
48.2 | Design, manufacture, supply and installation of travel drive system for shuttle conveyors and conveyors at CHP-I (4 x 210 MW), TPS Khaperkheda. | Scheme |  |  |  | 5 | [7 empty] | 1. As the plant is 33 years old and in service, the existing travel drive system for system for shuttle conveyors and conveyors are under capacity . 2. Upgradation will help restore the original capacity. 3. Also benefit to save the generation loss of 32 Crs. and demurrage charges of 5.35 Crs. Can be realized in one year. |  |  |  |  | 0 |  |  |  |  | 5 | [14 empty] | 0 |  |  |  |  | 5 |  |  |  |  | scheme added | Not Initiated
48.3 | Renovation including replacement of Power & Control cables with automation & upgradation of Stacker Reclaimer No. 2 in CHP-I (4 X 210MW), TPS Khaperkheda." | Scheme |  |  |  | 8 | [7 empty] | 1. As the plant is 33 years old and in service, the cable replacement is important to avoid any fire incidence and major breakdown. 2. Availability of Stacker/ Reclaimer will benefit to save the demurrage charges of 5.35 Crs. Can be realized in one year. |  |  |  |  | 0 |  |  |  |  | 8 | [14 empty] | 0 |  |  |  |  | 8 |  |  |  |  | scheme added | Not Initiated
48.4 | Complete reconditionding & upgradation of LT MCC installed at Unit No. 3 & 4 bunker auxiliareis in CHP-I (4 x 210 MW) | Scheme |  |  |  | 7 | [7 empty] | 1. As the plant is 33 years old and in service, the most of LT, MCC panels are under capacity and frequent breakdown occurs. 2. Also the spare parts of existing feeders are obsolete and available in market. 3. Upgradation of system will help to increase in availabilty of system. 4. Also benefit to save material & maintenance cost, generation loss will be reduced. |  |  |  |  | 0 |  |  |  |  | 7 | [14 empty] | 0 |  |  |  |  | 7 |  |  |  |  | scheme added | Not Initiated
48.5 | Complete reconditionding & upgradation of outdoor lighting system in CHP-I (4 x 210 MW) | Scheme |  |  |  | 8 | [7 empty] | 1. As the plant is 33 years old and in service, the existing outdoor lighting system are under capacity and some places fixtures & fittings are missing / damaged, hence poor illumination is conveyor gallary. 2. Upgradation of outdoor lighting system will help to improvement in illumination and safe working. 4. Also benefit to avoid accidenet / mishap due to poor illumination, to avoid loss of man / machine, reduced the maintenance & material cost. |  |  |  |  | 0 |  |  |  |  | 8 | [14 empty] | 0 |  |  |  |  | 8 |  |  |  |  | scheme added | Not Initiated
48.6 | Complete reconditionding & upgradation of HT breaker, control circuits & protection relays in CHP-I (4 x 210 MW) | Scheme |  |  |  | 3 | [7 empty] | 1. As the plant is 33 years old and in service, the most of HT breaker, control circuit & protection relays are under capacity and frequent breakdown occurs. 2. Also the spare parts of existing systems are obsolete and available in market. 3. Upgradation of system will help to increase in availabilty of system. 4. Also benefit to save material & maintenance cost, generation loss will be reduced. |  |  |  |  | 0 |  |  |  |  | 3 | [14 empty] | 0 |  |  |  |  | 3 |  |  |  |  | scheme added | Not Initiated
48.7 | Complete revamping/refurbishment, upgradation and modification of various monorail hoists & winch machine installed at CHP-I (4 x 210 MW), TPS Khaperkheda. | Scheme |  |  |  | 10 | [7 empty] | 1. As the plant is 33 years old and in service, the existing hoists are not working properly and spare part of the hoists are not available in market. 2. Upgradation and modification of hoists will help to increase availability. 4. Also benefit to reduced the maintenance & material cost and also reduced the breakdown of the system. |  |  |  |  | 0 |  |  |  |  | 10 | [14 empty] | 0 |  |  |  |  | 10 |  |  |  |  | scheme added | Not Initiated
48.8 | Procurement of hydra 14 Ton above capacity and heavy vehicles for CHP- I & II. | Scheme |  |  |  | 5 | [7 empty] | 1. As the plant is 33 years old and in service, the existing hydra and heavy vehicles are under capacity. 2. Reduction in expenditure as compare to hired hydra / vehicles. 4. Reduction in maintenance & material cost of locomotives / dozer. 5. Reduction in oil & diesel consumption. |  |  |  |  | 0 |  |  |  |  | 5 | [14 empty] | 0 |  |  |  |  | 5 |  |  |  |  | scheme added | Not Initiated
49 | Installation of Real Time Coal Analyzer at all TPS of Mahagenco | DPR |  |  |  | 31.42 | [12 empty] | 0 | [19 empty] | 0 | [9 empty] | AS PER APPROVED CAPEX ROLLING PLAN
49.1 | Installation of Real time Coal Analyzer at Khaperkheda TPS | Scheme |  |  |  | 31.42 | [12 empty] | 0 |  |  |  |  | 31.42 | [14 empty] | 0 |  |  |  |  | 31.42 | [5 empty] | Not Initiated
50 | Railway expenses for refurbishment of OHE lines at CHP-I (4 x 210 MW) | DPR |  |  |  | 26 | [12 empty] | 0 | [19 empty] | 0 | [9 empty] | Newly added DPR
50.1 | Railway expenses for refurbishment of OHE lines at CHP-I (4 x 210 MW) | Scheme |  |  |  | 26 | [7 empty] | 1. Refurbishment of OHE lines charges will be depostied in Railways account. |  |  |  |  | 0 |  |  |  |  | 26 | [14 empty] | 0 |  |  |  |  | 26 |  |  |  |  | scheme added newly | Not Initiated
[19 empty] | 0 | [19 empty] | 0
[19 empty] | 0 | [19 empty] | 0
[19 empty] | 0 | [19 empty] | 0
| B) Non-DPR Schemes | [17 empty] | 0 | [19 empty] | 0
1 | PROCUREMENT COMPLETE Gear BOX ASSEMBLIES FOR 803 1/2 HP & XRP 883 COAL MILLS OF UNIT NO. 1& 2 AT KHAPERKHEDA TPS. | Non-DPR | N.A. |  |  | 4.25 |  |  |  | 2020-12-15 | 2021-07-15 | 2021-12-15 | 2021-02-08 | [5 empty] | 0 | 4.5548 | [18 empty] | 0 | 4.5548 | [8 empty] | approved | Capitalised
2 | Supply Erection and commissioning of Oil Cooled Suspended magnets at Conv 6A & 6B at Khaperkheda TPS. | Non-DPR | N.A. |  |  | 1.15 | [12 empty] | 0 | 1.1484 | [18 empty] | 0 | 1.1484 | [8 empty] | approved | Capitalised
3 | Procurment of new 02 Ambulance Van & 2 Truck for KPKD TPS(Asset Nos. 170100512, 170100513, 170100514, 170100515) | Non-DPR | N.A. | [12 empty] | 0.41055 |  |  | 0.41055 | [16 empty] | 0.41055 |  |  | 0.41055 | [10 empty] | Capitalised
4 | GEHO PUMP (Valve housing assembly) | Non-DPR | N.A. | [15 empty] | 0 |  | 8.7933 | [10 empty] | 100% | 100% | [5 empty] | 0 |  | 8.7933 | [7 empty] | All documents related to this N-DPR scheme Appendix I,WCR etc submitted to O/o. CE(Works) | Capitalised
5 | RESTORATION OF AHP OUTLET TO ESP INLET DUCTS U#1&2(Unit #2 Part only) | Non-DPR | N.A. |  |  | 15.03 | [12 empty] | 0 |  | 7.0042 | [17 empty] | 0 |  | 7.0042 | [7 empty] | UNIT#2 WORK COMPLETED AND CAPITALISED & Unit#1 Work will be completed in next FY 2025-26 during AOH.Proposal for Unit #1 is under process,. | Partially Capitalised
6 | ABC powder type and foam type composite Fire Extinguisher | Non-DPR | N.A. | [15 empty] | 0 |  | 0.714 | [17 empty] | 0 |  | 0.714 | [7 empty] | HO Non DPR & PO Placed by HO capitalised in FY 2023-24 | Capitalised
7 | FFEQUIP HYDRAULIC JACK (BM-I) | Non-DPR | N.A. | [15 empty] | 0 |  | 0.57696 | [17 empty] | 0 |  | 0.57696 | [8 empty] | Capitalised
8 | MOBILE COAL SAMPLING EQUIP-AUGER (FMC) CHP-I | Non-DPR | N.A. | [15 empty] | 0 |  | 1.5824 | [17 empty] | 0 |  | 1.5824 | [7 empty] | CE(FMC) capitalised by Account section as per HO. This scheme is under DPR/Non DPR MPD Khaperklheda not received any details please confirm at your end.Such N-DPR schemes added by HO without MPD Knoledge through N-DPR may leads to disallowance | Capitalised
9 | Replacement of ash slurry disposal pump to improve performance & capacity enhancement of ash slurry disposal system at AHP-1 Khaperkheda TPS | Non-DPR |  |  |  | 4.92 | [12 empty] | 0 |  |  | 4.92 | [16 empty] | 0 |  |  | 4.92 | [6 empty] | admin approval received | WIP
10 | Procurement of Pillow Block Dodge Bearing Assemblies (Expansion & Non-Expansion) for PA fans in Unit- n1 to 4, at Khaperkheda TPS | Non-DPR |  |  |  | 5.11 | [12 empty] | 0 |  |  | 5.11 | [16 empty] | 0 |  |  | 5.11 | [6 empty] | admin approval received | WIP
11 | Replacement of Economizer outlet to APH outlet common duct in unit no. 3 (210MW), Khaperkheda TPS | Non-DPR |  |  |  | 6.24 | [12 empty] | 0 |  |  | 6.24 | [16 empty] | 0 |  |  | 6.24 | [6 empty] | admin approval received | WIP
12 | PROCUREMENT OF OIL COOLED SUSPENSION MAGNET FOR 210MW AND MODIFICATION & REPLACEMENT OF VIBRATING FEEDER WITH VIBRATING TRANSFER CHUTE FOR 210MW | Non-DPR |  |  |  | 3.09 | [12 empty] | 0 |  |  | 3.09 | [16 empty] | 0 |  |  | 3.09 | [6 empty] | admin approval received | WIP
13 | DESIGN,ENGINEERING,MODIFICATION ,ERECTION AND COMMISSIONING OF DRIVE UNIT ARRANGEMENT FOR CONVEYOR 10 AT CHP1 | Non-DPR |  |  |  | 1.65 | [12 empty] | 0 |  |  | 1.65 | [16 empty] | 0 |  |  | 1.65 | [6 empty] | admin approval received | WIP
14 | ENERGY EFFICIENT PLANT LIGHTING AND COLONY LIGHTING MODIFICATIONS | Non-DPR |  |  |  | 21.04 | [12 empty] | 0 |  |  | 21.04 | [16 empty] | 0 |  |  | 21.04 | [6 empty] | admin approval received | WIP
15 | Supply installation testing and commisioning of various battery sets at unit No 1 & 2 of Khaperkheda TPS | Non-DPR |  |  |  | 9.31 | [12 empty] | 0 |  |  | 9.31 | [16 empty] | 0 |  |  | 9.31 | [6 empty] | admin approval received | WIP
16 | Revamping and modification of existing alarm and protection system from fire and provide rapid extinguishing Clean Agent (CA) system at Unit #1 & 2 (210 MW) units, KPKD TPS | Non-DPR |  |  |  | 8.21 | [12 empty] | 0 |  |  | 8.21 | [16 empty] | 0 |  |  | 8.21 | [6 empty] | admin approval received | WIP
17 | Supply of electronic modules for Procontrol DCS system in unit 1 to 4 of 210 MW Khaperkheda TPS | Non-DPR |  |  |  | 1.18 | [12 empty] | 0 |  |  | 1.18 | [16 empty] | 0 |  |  | 1.18 | [6 empty] | admin approval received | WIP
18 | Revamping & UPGRADATION of SWAS system in unit 3 & 4 of 210 MW Khaperkheda TPS | Non-DPR |  |  |  | 8.56 | [12 empty] | 0 |  |  | 8.56 | [16 empty] | 0 |  |  | 8.56 | [6 empty] | admin approval received | WIP
19 | Upgradation of process instrumentation in unit 1 to 2 of 210 MW Khaperkheda TPS | Non-DPR |  |  |  | 4.64 | [12 empty] | 0 |  |  | 4.64 | [16 empty] | 0 |  |  | 4.64 | [6 empty] | admin approval received | WIP
20 | Replacement of flue gas duct from air heater outlet to esp inlet for U 1 & 2 (S+W) | Non-DPR |  |  |  | 8.03 | [12 empty] | 0 |  |  |  | 8.03 | [15 empty] | 0 |  |  |  | 8.03 | [5 empty] | admin approval received | WIP
21 | PROCUREMENT OF COMPLETE ROTOR ASSEMBLY FOR NDZV 31 SIDOR IN UNIT NO. 1 & 2 KHAPERKHEDA TPS (ID FAN). | Non-DPR |  |  |  | 14.52 | [12 empty] | 0 |  |  |  | 14.52 | [15 empty] | 0 |  |  |  | 14.52 | [5 empty] | admin approval received | WIP
22 | UPGRADATION OF BELT CONVEYOR CAPACITY OF 2C &2D AND 8A & 8B AT CHP1 | Non-DPR |  |  |  | 3.94 | [12 empty] | 0 |  |  |  | 3.94 | [15 empty] | 0 |  |  |  | 3.94 | [5 empty] | admin approval received | WIP
23 | WORK OF DESIGN,ENGINEERING,ERECTION AND UPGRADATION OF DRIVE UNITS OF BELT CONVEYOR 3A & 3BAT CHP1 | Non-DPR |  |  |  | 8.34 | [12 empty] | 0 |  |  |  | 8.34 | [15 empty] | 0 |  |  |  | 8.34 | [5 empty] | admin approval received | WIP
24 | Procurement of 1500 KW ID Fan Synchronous Motor at Unit 3 & 4 Khaperkheda TPS. | Non-DPR |  |  |  | 3.12 | [12 empty] | 0 |  |  |  | 3.12 | [15 empty] | 0 |  |  |  | 3.12 | [5 empty] | admin approval received | WIP
25 | Procurement of Steam and Water Analysis System(SWAS) for Unit 1&2 (210MW) KPKD TPS, Khaperkheda. | Non-DPR |  |  |  | 9.65 | [12 empty] | 0 |  |  |  | 9.65 | [15 empty] | 0 |  |  |  | 9.65 | [5 empty] | admin approval received | WIP
26 | Supply and replacement of complete PVC fills of cell of cooling tower of unit 1-4 (210 MW) at Khaperkheda TPS | Non-DPR |  |  |  | 8.52 | [12 empty] | 0 |  |  |  | 8.52 | [15 empty] | 0 |  |  |  | 8.52 | [5 empty] | admin approval received | WIP
27 | PROCUREMENT OF FD FAN (BHEL AP 1-20/11) ASSEMBLY FOR UNIT 1 TO 4 ATKHAPERKHEDA TPS. | Non-DPR |  |  |  | 4.37 | [12 empty] | 0 |  |  | 4.37 | [16 empty] | 0 |  |  | 4.37 | [6 empty] | Not approved speedily approval is required to capitalised in FY 2024-25 | WIP
28 | CHP performance improvement scheme for capacity restoration of drive units installed at CHP-1 (4 x 210 MW), TPS Khaperkheda. | Non-DPR |  |  |  | 14.5 | [12 empty] | 0 |  |  | 14.5 | [16 empty] | 0 |  |  | 14.5 | [6 empty] | Not approved speedily approval is required to capitalised in FY 2024-25 | WIP
29 | Work of Design, Supply, Erection, Commissioning and Upgradation of complete electrical system for drive units of belt conveyor 8A & 8B and belt conveyor 2C & 2D at CHP-1 (4 x 210 MW), Khaperkheda TPS. | Non-DPR |  |  |  | 2.15 | [12 empty] | 0 |  |  | 2.15 | [16 empty] | 0 |  |  | 2.15 | [6 empty] | Not approved speedily approval is required to capitalised in FY 2024-25 | WIP
30 | WORK OF DESING,SUPPLY ,ERECTION,COMMISSIONG AND UPGRADATION OF COMPLETE ELECTRICAL SYSTEM FOR DRIVE UNITS OF BELT CONVEYOR 3A & 3B AND BELT CONVEYOR 4A,4B,4C & 4D AT CHP1 Khaperkheda TPS. | Non-DPR |  |  |  | 2.29 | [12 empty] | 0 |  |  | 2.29 | [16 empty] | 0 |  |  | 2.29 | [6 empty] | Not approved speedily approval is required to capitalised in FY 2024-25 | WIP
31 | Supply, Installation, & Commissioning of Instruments at coal Testing Lab, WTP-I, TPS Khaperkheda. | Non-DPR |  |  |  | 0.45 | [12 empty] | 0 |  |  | 0.45 | [16 empty] | 0 |  |  | 0.45 | [6 empty] | Not approved speedily approval is required to capitalised in FY 2024-25 | WIP
32 | Supply, Installation & Commissioning and Refurbishment of asbestos based H2 Generator and compressor to convert it to non-asbestos based H2 Generator for Unit 1 to 5, Khaperkheda TPS. | Non-DPR |  |  |  | 7.65 | [12 empty] | 0 |  |  |  | 7.65 | [15 empty] | 0 |  |  |  | 7.65 | [5 empty] | Not approved | N.A.
33 | construction of bituminous macadam roads at Prakashnagar Colony TPS Khaperkheda | Non-DPR |  |  |  | 5.4 | [12 empty] | 0 |  |  |  | 5.4 | [15 empty] | 0 |  |  |  | 5.4 | [5 empty] | Not approved | N.A.
34 | Work of attending additional works based on structural report at Induced Draft Cooling Towers (IDCT) unit 1,2,3 & 4 at 4 x 210MW, TPS, Khaperkheda | Non-DPR |  |  |  | 1.21 | [12 empty] | 0 |  |  |  | 1.21 | [15 empty] | 0 |  |  |  | 1.21 | [5 empty] | Not approved | N.A.
35 | VIBRATION ANALYSER | Non-DPR |  |  |  | 0.5 | [12 empty] | 0 |  |  |  | 0.5 | [15 empty] | 0 |  |  |  | 0.5 | [5 empty] | Not approved | N.A.
36 | Upgradation of GEHO pump instrumentation for AHP Unit No. 3 & 4 (210 MW) at Khaperkheda TPS | Non-DPR |  |  |  | 1.27 | [12 empty] | 0 |  |  |  | 1.27 | [15 empty] | 0 |  |  |  | 1.27 | [5 empty] | Not approved | N.A.
37 | Refurbishment of HPT module for Unit 1 & 2 | Non-DPR |  |  |  | 5 | [12 empty] | 0 |  |  |  | 5 | [15 empty] | 0 |  |  |  | 5 | [5 empty] | Not approved | N.A.
38 | General Asset Furniture | Non-DPR | N.A. | [12 empty] | 0.55866 | 0.0266 | 0.18348 | 0.76874 | 0.084353 | 0.0086842 | [14 empty] | 0.55866 | 0.0266 | 0.18348 | 0.76874 | 0.084353 | 0.0086842 | [8 empty] | Capitalised
39 | General Asset AC, Fans, Air coolers, water filter etc. | Non-DPR | N.A. | [12 empty] | 0.17023 | 0.18256 | 0.05286 | 0.40564 | 0.009879 | 0.12056 | [14 empty] | 0.17023 | 0.18256 | 0.05286 | 0.40564 | 0.009879 | 0 | [8 empty] | Capitalised
40 | General Asset Computer, scanners, etc. | Non-DPR | N.A. | [12 empty] | 0.17951 | 1.0279 | 0.72842 | 1.9358 | 0.2868 | 0.33717 | [14 empty] | 0.17951 | 1.0279 | 0.72842 | 1.9358 | 0 | 0.0103 | [8 empty] | Capitalised
41 | Land aquired for rly siding | Non-DPR | N.A. | [15 empty] | 0 | 0.4072 | [18 empty] | 0 | 0.4072 | [9 empty] | Capitalised
42 | RCC ROAD FROM ASH SILO TO 'D' POINT FOR BULKER MO | Non-DPR | N.A. | [15 empty] | 0 | 0.95225 | [18 empty] | 0 | 0.95225 | [8 empty] | Ash Utilisation fund | Capitalised
| Total | [13 empty] | 222.5932 | 118.7503 | 85.3201 | 63.1132 | 489.7769 | 149.912 | 354.1796 | 207.1952 | 397.1133 | 1102.88 | 777.49 | 214.92 | 180.8 | [7 empty] | 179.9663 | 12.0062 | 13.7585 | 28.9881 | 234.7191 | 43.1643 | 112.0788 | 601.5576 | 656.3918 | 1102.88 | 777.49 | 214.92 | 180.8 | 3.006
[17 empty] | 0.2 | [19 empty] | 0.2
[17 empty] | Land | [19 empty] | Land |  |  | 7.1568 | 18.6898 | 97.71
Formulas:
Approved Start Date = IF([MERC Approval Date]=0,"-",[MERC Approval Date])
MERC Approval Date = IF([MERC Approval Date, row above]=0,"-",[MERC Approval Date, row above])
MERC Approval Date = [MERC Approval Date, row above]
Date of Submission = [Date of Submission, row above]
Note on M4: SSP-RCD As per the implementation plan submitted in the DPR/ Approved by MERC
Note on P13: RCD-SSP: FY 2013-14 & 2014--15
Note on P16: RCD-SSP: FY 2014-15
Note on P19: RCD-SSP: FY 2011-12; As per HY 17-18, capitalization of 23.47
Note on P26: RCD-SSP: FY 2012-13
Note on P29: SSP-RCD: Capitalised in FY 2015-16
Note on P31: SSP-RCD: Capitalised in FY 15-16
Note on P32: SSP-RCD: Capitalised in FY 14-15
Note on P33: SSP-RCD: Capitalised in FY 14-15
Note on P36: SSP-RCD: Capitalised in FY 16-17
Note on P37: SSP-RCD: Capitalised in FY 17-18
Note on P96: SUSHANT: FY 2014-15
Note on AJ96: SUSHANT: FY 2014-15
Note on G110: SSP-RCD: Total Expenditure is booked on 2 units of kpkd 1-4 & 1 unit of kpkd 5. i.e. 2*210+1*500
Note on H110: SUSHANT: Share of KPKD 1-4 to be confirmed
Note on H114: SUSHANT: Share of kpkd 1-4 to be confirmed
Note on G116: SSP-RCD: Including 18% GST & 2% P&F Charges
Note on G153: SSP-RCD: Share of Koradi 6-7, Kpkd 1-4 & kpkd 5 to be confirmed
Note on H153: SSP-RCD: Share of Koradi 6-7, Kpkd 1-4 & kpkd 5 to be confirmed

## F4.3
MSPGCL: Khaperkheda U # 1-4
MTR Petition Formats - Generation
| Project Details | Form 4.3: Capital Work-in-progress - Project-wise details | [9 empty] | (Rs. Crore)
Sr. No. | Project Code | MERC Approval No. | MERC Approval Date | Approved Project Cost | Cumulative Expenditure Incurred till beginning of the Year | Capital Expenditure Capitalised | Opening CWIP | Investment during the year | Capitalization |  |  |  | Closing CWIP
[9 empty] | Works Capitalised | Interest Capitalised | Expenses Capitalised | Total Capitalisation |  | Allowable Capitalisation | Probable Disallowance
FY 2022-23
a) DPR Schemes
#REF!
#REF! | #REF! | #REF! | #REF! | #REF! | #REF! | #REF! | #REF! | #REF! | #REF! |  |  | #REF! | #REF! | #REF! | #REF!
#REF! | #REF! | #REF! | #REF! | #REF! | #REF! | #REF! | #REF! | #REF! | #REF! |  |  | #REF! | #REF! | #REF! | #REF!
#REF! | #REF! | #REF! | #REF! | #REF! | #REF! | #REF! | #REF! | #REF! | #REF! |  |  | #REF! | #REF! | #REF! | #REF!
#REF! | #REF! | #REF! | #REF! | #REF! | #REF! | #REF! | #REF! | #REF! | #REF! |  |  | #REF! | #REF! | #REF! | #REF!
#REF! | #REF! | #REF! | #REF! | #REF! | #REF! | #REF! | #REF! | #REF! | #REF! |  |  | #REF! | #REF! | #REF! | #REF!
#REF! | #REF! | #REF! | #REF! | #REF! | #REF! | #REF! | #REF! | #REF! | #REF! |  |  | #REF! | #REF! | #REF! | #REF!
#REF! | #REF! | #REF! | #REF! | #REF! | #REF! | #REF! | #REF! | #REF! | #REF! |  |  | #REF! | #REF! | #REF! | #REF!
#REF! | #REF! | #REF! | #REF! | #REF! | #REF! | #REF! | #REF! | #REF! | #REF! |  |  | #REF! | #REF! | #REF! | #REF!
#REF! | #REF! | #REF! | #REF! | #REF! | #REF! | #REF! | #REF! | #REF! | #REF! |  |  | #REF! | #REF! | #REF! | #REF!
#REF! | #REF! | #REF! | #REF! | #REF! | #REF! | #REF! | #REF! | #REF! | #REF! |  |  | #REF! | #REF! | #REF! | #REF!
#REF! | #REF! | #REF! | #REF! | #REF! | #REF! | #REF! | #REF! | #REF! | #REF! |  |  | #REF! | #REF! | #REF! | #REF!
#REF! | #REF! | #REF! | #REF! | #REF! | #REF! | #REF! | #REF! | #REF! | #REF! |  |  | #REF! | #REF! | #REF! | #REF!
#REF! | #REF! | #REF! | #REF! | #REF! | #REF! | #REF! | #REF! | #REF! | #REF! |  |  | #REF! | #REF! | #REF! | #REF!
#REF! | #REF! | #REF! | #REF! | #REF! | #REF! | #REF! | #REF! | #REF! | #REF! |  |  | #REF! | #REF! | #REF! | #REF!
#REF! | #REF! | #REF! | #REF! | #REF! | #REF! | #REF! | #REF! | #REF! | #REF! |  |  | #REF! | #REF! | #REF! | #REF!
#REF! | #REF! | #REF! | #REF! | #REF! | #REF! | #REF! | #REF! | #REF! | #REF! |  |  | #REF! | #REF! | #REF! | #REF!
#REF! | #REF! | #REF! | #REF! | #REF! | #REF! | #REF! | #REF! | #REF! | #REF! |  |  | #REF! | #REF! | #REF! | #REF!
#REF! | #REF! | #REF! | #REF! | #REF! | #REF! | #REF! | #REF! | #REF! | #REF! |  |  | #REF! | #REF! | #REF! | #REF!
#REF! | #REF! | #REF! | #REF! | #REF! | #REF! | #REF! | #REF! | #REF! | #REF! |  |  | #REF! | #REF! | #REF! | #REF!
#REF! | #REF! | #REF! | #REF! | #REF! | #REF! | #REF! | #REF! | #REF! | #REF! |  |  | #REF! | #REF! | #REF! | #REF!
#REF! | #REF! | #REF! | #REF! | #REF! | #REF! | #REF! | #REF! | #REF! | #REF! |  |  | #REF! | #REF! | #REF! | #REF!
#REF! | #REF! | #REF! | #REF! | #REF! | #REF! | #REF! | #REF! | #REF! | #REF! |  |  | #REF! | #REF! | #REF! | #REF!
#REF! | #REF! | #REF! | #REF! | #REF! | #REF! | #REF! | #REF! | #REF! | #REF! |  |  | #REF! | #REF! | #REF! | #REF!
#REF! | #REF! | #REF! | #REF! | #REF! | #REF! | #REF! | #REF! | #REF! | #REF! |  |  | #REF! | #REF! | #REF! | #REF!
#REF! | #REF! | #REF! | #REF! | #REF! | #REF! | #REF! | #REF! | #REF! | #REF! |  |  | #REF! | #REF! | #REF! | #REF!
#REF! | #REF! | #REF! | #REF! | #REF! | #REF! | #REF! | #REF! | #REF! | #REF! |  |  | #REF! | #REF! | #REF! | #REF!
#REF! | #REF! | #REF! | #REF! | #REF! | #REF! | #REF! | #REF! | #REF! | #REF! |  |  | #REF! | #REF! | #REF! | #REF!
#REF! | #REF! | #REF! | #REF! | #REF! | #REF! | #REF! | #REF! | #REF! | #REF! |  |  | #REF! | #REF! | #REF! | #REF!
#REF! | #REF! | #REF! | #REF! | #REF! | #REF! | #REF! | #REF! | #REF! | #REF! |  |  | #REF! | #REF! | #REF! | #REF!
#REF! | #REF! | #REF! | #REF! | #REF! | #REF! | #REF! | #REF! | #REF! | #REF! |  |  | #REF! | #REF! | #REF! | #REF!
#REF! | #REF! | #REF! | #REF! | #REF! | #REF! | #REF! | #REF! | #REF! | #REF! |  |  | #REF! | #REF! | #REF! | #REF!
#REF! | #REF! | #REF! | #REF! | #REF! | #REF! | #REF! | #REF! | #REF! | #REF! |  |  | #REF! | #REF! | #REF! | #REF!
#REF! | #REF! | #REF! | #REF! | #REF! | #REF! | #REF! | #REF! | #REF! | #REF! |  |  | #REF! | #REF! | #REF! | #REF!
#REF! | #REF! | #REF! | #REF! | #REF! | #REF! | #REF! | #REF! | #REF! | #REF! |  |  | #REF! | #REF! | #REF! | #REF!
#REF! | #REF! | #REF! | #REF! | #REF! | #REF! | #REF! | #REF! | #REF! | #REF! |  |  | #REF! | #REF! | #REF! | #REF!
#REF! | #REF! | #REF! | #REF! | #REF! | #REF! | #REF! | #REF! | #REF! | #REF! |  |  | #REF! | #REF! | #REF! | #REF!
#REF! | #REF! | #REF! | #REF! | #REF! | #REF! | #REF! | #REF! | #REF! | #REF! |  |  | #REF! | #REF! | #REF! | #REF!
#REF! | #REF! | #REF! | #REF! | #REF! | #REF! | #REF! | #REF! | #REF! | #REF! |  |  | #REF! | #REF! | #REF! | #REF!
#REF! | #REF! | #REF! | #REF! | #REF! | #REF! | #REF! | #REF! | #REF! | #REF! |  |  | #REF! | #REF! | #REF! | #REF!
#REF! | #REF! | #REF! | #REF! | #REF! | #REF! | #REF! | #REF! | #REF! | #REF! |  |  | #REF! | #REF! | #REF! | #REF!
#REF! | #REF! | #REF! | #REF! | #REF! | #REF! | #REF! | #REF! | #REF! | #REF! |  |  | #REF! | #REF! | #REF! | #REF!
#REF! | #REF! | #REF! | #REF! | #REF! | #REF! | #REF! | #REF! | #REF! | #REF! |  |  | #REF! | #REF! | #REF! | #REF!
#REF! | #REF! | #REF! | #REF! | #REF! | #REF! | #REF! | #REF! | #REF! | #REF! |  |  | #REF! | #REF! | #REF! | #REF!
#REF! | #REF! | #REF! | #REF! | #REF! | #REF! | #REF! | #REF! | #REF! | #REF! |  |  | #REF! | #REF! | #REF! | #REF!
#REF! | #REF! | #REF! | #REF! | #REF! | #REF! | #REF! | #REF! | #REF! | #REF! |  |  | #REF! | #REF! | #REF! | #REF!
#REF! | #REF! | #REF! | #REF! | #REF! | #REF! | #REF! | #REF! | #REF! | #REF! |  |  | #REF! | #REF! | #REF! | #REF!
#REF! | #REF! | #REF! | #REF! | #REF! | #REF! | #REF! | #REF! | #REF! | #REF! |  |  | #REF! | #REF! | #REF! | #REF!
#REF! | #REF! | #REF! | #REF! | #REF! | #REF! | #REF! | #REF! | #REF! | #REF! |  |  | #REF! | #REF! | #REF! | #REF!
#REF! | #REF! | #REF! | #REF! | #REF! | #REF! | #REF! | #REF! | #REF! | #REF! |  |  | #REF! | #REF! | #REF! | #REF!
#REF! | #REF! | #REF! | #REF! | #REF! | #REF! | #REF! | #REF! | #REF! | #REF! |  |  | #REF! | #REF! | #REF! | #REF!
#REF! | #REF! | #REF! | #REF! | #REF! | #REF! | #REF! | #REF! | #REF! | #REF! |  |  | #REF! | #REF! | #REF! | #REF!
#REF! | #REF! | #REF! | #REF! | #REF! | #REF! | #REF! | #REF! | #REF! | #REF! |  |  | #REF! | #REF! | #REF! | #REF!
#REF! | #REF! | #REF! | #REF! | #REF! | #REF! | #REF! | #REF! | #REF! | #REF! |  |  | #REF! | #REF! | #REF! | #REF!
#REF! | #REF! | #REF! | #REF! | #REF! | #REF! | #REF! | #REF! | #REF! | #REF! |  |  | #REF! | #REF! | #REF! | #REF!
#REF! | #REF! | #REF! | #REF! | #REF! | #REF! | #REF! | #REF! | #REF! | #REF! |  |  | #REF! | #REF! | #REF! | #REF!
#REF! | #REF! | #REF! | #REF! | #REF! | #REF! | #REF! | #REF! | #REF! | #REF! |  |  | #REF! | #REF! | #REF! | #REF!
#REF! | #REF! | #REF! | #REF! | #REF! | #REF! | #REF! | #REF! | #REF! | #REF! |  |  | #REF! | #REF! | #REF! | #REF!
#REF! | #REF! | #REF! | #REF! | #REF! | #REF! | #REF! | #REF! | #REF! | #REF! |  |  | #REF! | #REF! | #REF! | #REF!
#REF! | #REF! | #REF! | #REF! | #REF! | #REF! | #REF! | #REF! | #REF! | #REF! |  |  | #REF! | #REF! | #REF! | #REF!
#REF! | #REF! | #REF! | #REF! | #REF! | #REF! | #REF! | #REF! | #REF! | #REF! |  |  | #REF! | #REF! | #REF! | #REF!
#REF! | #REF! | #REF! | #REF! | #REF! | #REF! | #REF! | #REF! | #REF! | #REF! |  |  | #REF! | #REF! | #REF! | #REF!
#REF! | #REF! | #REF! | #REF! | #REF! | #REF! | #REF! | #REF! | #REF! | #REF! |  |  | #REF! | #REF! | #REF! | #REF!
#REF! | #REF! | #REF! | #REF! | #REF! | #REF! | #REF! | #REF! | #REF! | #REF! |  |  | #REF! | #REF! | #REF! | #REF!
#REF! | #REF! | #REF! | #REF! | #REF! | #REF! | #REF! | #REF! | #REF! | #REF! |  |  | #REF! | #REF! | #REF! | #REF!
#REF! | #REF! | #REF! | #REF! | #REF! | #REF! | #REF! | #REF! | #REF! | #REF! |  |  | #REF! | #REF! | #REF! | #REF!
#REF! | #REF! | #REF! | #REF! | #REF! | #REF! | #REF! | #REF! | #REF! | #REF! |  |  | #REF! | #REF! | #REF! | #REF!
#REF! | #REF! | #REF! | #REF! | #REF! | #REF! | #REF! | #REF! | #REF! | #REF! |  |  | #REF! | #REF! | #REF! | #REF!
#REF! | #REF! | #REF! | #REF! | #REF! | #REF! | #REF! | #REF! | #REF! | #REF! |  |  | #REF! | #REF! | #REF! | #REF!
#REF! | #REF! | #REF! | #REF! | #REF! | #REF! | #REF! | #REF! | #REF! | #REF! |  |  | #REF! | #REF! | #REF! | #REF!
#REF! | #REF! | #REF! | #REF! | #REF! | #REF! | #REF! | #REF! | #REF! | #REF! |  |  | #REF! | #REF! | #REF! | #REF!
#REF! | #REF! | #REF! | #REF! | #REF! | #REF! | #REF! | #REF! | #REF! | #REF! |  |  | #REF! | #REF! | #REF! | #REF!
#REF! | #REF! | #REF! | #REF! | #REF! | #REF! | #REF! | #REF! | #REF! | #REF! |  |  | #REF! | #REF! | #REF! | #REF!
#REF! | #REF! | #REF! | #REF! | #REF! | #REF! | #REF! | #REF! | #REF! | #REF! |  |  | #REF! | #REF! | #REF! | #REF!
#REF! | #REF! | #REF! | #REF! | #REF! | #REF! | #REF! | #REF! | #REF! | #REF! |  |  | #REF! | #REF! | #REF! | #REF!
#REF! | #REF! | #REF! | #REF! | #REF! | #REF! | #REF! | #REF! | #REF! | #REF! |  |  | #REF! | #REF! | #REF! | #REF!
#REF! | #REF! | #REF! | #REF! | #REF! | #REF! | #REF! | #REF! | #REF! | #REF! |  |  | #REF! | #REF! | #REF! | #REF!
#REF! | #REF! | #REF! | #REF! | #REF! | #REF! | #REF! | #REF! | #REF! | #REF! |  |  | #REF! | #REF! | #REF! | #REF!
#REF! | #REF! | #REF! | #REF! | #REF! | #REF! | #REF! | #REF! | #REF! | #REF! |  |  | #REF! | #REF! | #REF! | #REF!
#REF! | #REF! | #REF! | #REF! | #REF! | #REF! | #REF! | #REF! | #REF! | #REF! |  |  | #REF! | #REF! | #REF! | #REF!
#REF! | #REF! | #REF! | #REF! | #REF! | #REF! | #REF! | #REF! | #REF! | #REF! |  |  | #REF! | #REF! | #REF! | #REF!
#REF! | #REF! | #REF! | #REF! | #REF! | #REF! | #REF! | #REF! | #REF! | #REF! |  |  | #REF! | #REF! | #REF! | #REF!
#REF! | #REF! | #REF! | #REF! | #REF! | #REF! | #REF! | #REF! | #REF! | #REF! |  |  | #REF! | #REF! | #REF! | #REF!
#REF! | #REF! | #REF! | #REF! | #REF! | #REF! | #REF! | #REF! | #REF! | #REF! |  |  | #REF! | #REF! | #REF! | #REF!
#REF! | #REF! | #REF! | #REF! | #REF! | #REF! | #REF! | #REF! | #REF! | #REF! |  |  | #REF! | #REF! | #REF! | #REF!
#REF! | #REF! | #REF! | #REF! | #REF! | #REF! | #REF! | #REF! | #REF! | #REF! |  |  | #REF! | #REF! | #REF! | #REF!
#REF! | #REF! | #REF! | #REF! | #REF! | #REF! | #REF! | #REF! | #REF! | #REF! |  |  | #REF! | #REF! | #REF! | #REF!
#REF! | #REF! | #REF! | #REF! | #REF! | #REF! | #REF! | #REF! | #REF! | #REF! |  |  | #REF! | #REF! | #REF! | #REF!
#REF! | #REF! | #REF! | #REF! | #REF! | #REF! | #REF! | #REF! | #REF! | #REF! |  |  | #REF! | #REF! | #REF! | #REF!
#REF! | #REF! | #REF! | #REF! | #REF! | #REF! | #REF! | #REF! | #REF! | #REF! |  |  | #REF! | #REF! | #REF! | #REF!
#REF! | #REF! | #REF! | #REF! | #REF! | #REF! | #REF! | #REF! | #REF! | #REF! |  |  | #REF! | #REF! | #REF! | #REF!
#REF! | #REF! | #REF! | #REF! | #REF! | #REF! | #REF! | #REF! | #REF! | #REF! |  |  | #REF! | #REF! | #REF! | #REF!
#REF! | #REF! | #REF! | #REF! | #REF! | #REF! | #REF! | #REF! | #REF! | #REF! |  |  | #REF! | #REF! | #REF! | #REF!
#REF! | #REF! | #REF! | #REF! | #REF! | #REF! | #REF! | #REF! | #REF! | #REF! |  |  | #REF! | #REF! | #REF! | #REF!
#REF! | #REF! | #REF! | #REF! | #REF! | #REF! | #REF! | #REF! | #REF! | #REF! |  |  | #REF! | #REF! | #REF! | #REF!
#REF! | #REF! | #REF! | #REF! | #REF! | #REF! | #REF! | #REF! | #REF! | #REF! |  |  | #REF! | #REF! | #REF! | #REF!
#REF! | #REF! | #REF! | #REF! | #REF! | #REF! | #REF! | #REF! | #REF! | #REF! |  |  | #REF! | #REF! | #REF! | #REF!
#REF! | #REF! | #REF! | #REF! | #REF! | #REF! | #REF! | #REF! | #REF! | #REF! |  |  | #REF! | #REF! | #REF! | #REF!
#REF! | #REF! | #REF! | #REF! | #REF! | #REF! | #REF! | #REF! | #REF! | #REF! |  |  | #REF! | #REF! | #REF! | #REF!
#REF! | #REF! | #REF! | #REF! | #REF! | #REF! | #REF! | #REF! | #REF! | #REF! |  |  | #REF! | #REF! | #REF! | #REF!
#REF! | #REF! | #REF! | #REF! | #REF! | #REF! | #REF! | #REF! | #REF! | #REF! |  |  | #REF! | #REF! | #REF! | #REF!
#REF! | #REF! | #REF! | #REF! | #REF! | #REF! | #REF! | #REF! | #REF! | #REF! |  |  | #REF! | #REF! | #REF! | #REF!
#REF! | #REF! | #REF! | #REF! | #REF! | #REF! | #REF! | #REF! | #REF! | #REF! |  |  | #REF! | #REF! | #REF! | #REF!
#REF! | #REF! | #REF! | #REF! | #REF! | #REF! | #REF! | #REF! | #REF! | #REF! |  |  | #REF! | #REF! | #REF! | #REF!
#REF! | #REF! | #REF! | #REF! | #REF! | #REF! | #REF! | #REF! | #REF! | #REF! |  |  | #REF! | #REF! | #REF! | #REF!
#REF! | #REF! | #REF! | #REF! | #REF! | #REF! | #REF! | #REF! | #REF! | #REF! |  |  | #REF! | #REF! | #REF! | #REF!
#REF! | #REF! | #REF! | #REF! | #REF! | #REF! | #REF! | #REF! | #REF! | #REF! |  |  | #REF! | #REF! | #REF! | #REF!
#REF! | #REF! | #REF! | #REF! | #REF! | #REF! | #REF! | #REF! | #REF! | #REF! |  |  | #REF! | #REF! | #REF! | #REF!
#REF! | #REF! | #REF! | #REF! | #REF! | #REF! | #REF! | #REF! | #REF! | #REF! |  |  | #REF! | #REF! | #REF! | #REF!
#REF! | #REF! | #REF! | #REF! | #REF! | #REF! | #REF! | #REF! | #REF! | #REF! |  |  | #REF! | #REF! | #REF! | #REF!
#REF! | #REF! | #REF! | #REF! | #REF! | #REF! | #REF! | #REF! | #REF! | #REF! |  |  | #REF! | #REF! | #REF! | #REF!
#REF! | #REF! | #REF! | #REF! | #REF! | #REF! | #REF! | #REF! | #REF! | #REF! |  |  | #REF! | #REF! | #REF! | #REF!
#REF! | #REF! | #REF! | #REF! | #REF! | #REF! | #REF! | #REF! | #REF! | #REF! |  |  | #REF! | #REF! | #REF! | #REF!
#REF! | #REF! | #REF! | #REF! | #REF! | #REF! | #REF! | #REF! | #REF! | #REF! |  |  | #REF! | #REF! | #REF! | #REF!
#REF! | #REF! | #REF! | #REF! | #REF! | #REF! | #REF! | #REF! | #REF! | #REF! |  |  | #REF! | #REF! | #REF! | #REF!
#REF! | #REF! | #REF! | #REF! | #REF! | #REF! | #REF! | #REF! | #REF! | #REF! |  |  | #REF! | #REF! | #REF! | #REF!
#REF! | #REF! | #REF! | #REF! | #REF! | #REF! | #REF! | #REF! | #REF! | #REF! |  |  | #REF! | #REF! | #REF! | #REF!
#REF! | #REF! | #REF! | #REF! | #REF! | #REF! | #REF! | #REF! | #REF! | #REF! |  |  | #REF! | #REF! | #REF! | #REF!
#REF! | #REF! | #REF! | #REF! | #REF! | #REF! | #REF! | #REF! | #REF! | #REF! |  |  | #REF! | #REF!
#REF! | #REF! | #REF! | #REF! | #REF! | #REF! | #REF! | #REF! | #REF! | #REF! |  |  | #REF! | #REF!
#REF! | #REF! | #REF! | #REF! | #REF! | #REF! | #REF! | #REF! | #REF! | #REF! |  |  | #REF! | #REF!
#REF! | #REF! | #REF! | #REF! | #REF! | #REF! | #REF! | #REF! | #REF! | #REF! |  |  | #REF! | #REF!
#REF! | #REF! | #REF! | #REF! | #REF! | #REF! | #REF! | #REF! | #REF! | #REF! |  |  | #REF! | #REF!
#REF! | #REF! | #REF! | #REF! | #REF! | #REF! | #REF! | #REF! | #REF! | #REF! |  |  | #REF! | #REF!
#REF! | #REF! | #REF! | #REF! | #REF! | #REF! | #REF! | #REF! | #REF! | #REF! |  |  | #REF! | #REF!
#REF! | #REF! | #REF! | #REF! | #REF! | #REF! | #REF! | #REF! | #REF! | #REF! |  |  | #REF! | #REF!
#REF! | #REF! | #REF! | #REF! | #REF! | #REF! | #REF! | #REF! | #REF! | #REF! |  |  | #REF! | #REF!
#REF! | #REF! | #REF! | #REF! | #REF! | #REF! | #REF! | #REF! | #REF! | #REF! |  |  | #REF! | #REF!
#REF! | #REF! | #REF! | #REF! | #REF! | #REF! | #REF! | #REF! | #REF! | #REF! |  |  | #REF! | #REF!
#REF! | #REF! | #REF! | #REF! | #REF! | #REF! | #REF! | #REF! | #REF! | #REF! |  |  | #REF! | #REF!
#REF! | #REF! | #REF! | #REF! | #REF! | #REF! | #REF! | #REF! | #REF! | #REF! |  |  | #REF! | #REF!
#REF! | #REF! | #REF! | #REF! | #REF! | #REF! | #REF! | #REF! | #REF! | #REF! |  |  | #REF! | #REF!
#REF! | #REF! | #REF! | #REF! | #REF! | #REF! | #REF! | #REF! | #REF! | #REF! |  |  | #REF! | #REF!
#REF! | #REF! | #REF! | #REF! | #REF! | #REF! | #REF! | #REF! | #REF! | #REF! |  |  | #REF! | #REF!
#REF! | #REF! | #REF! | #REF! | #REF! | #REF! | #REF! | #REF! | #REF! | #REF! |  |  | #REF! | #REF!
#REF! | #REF! | #REF! | #REF! | #REF! | #REF! | #REF! | #REF! | #REF! | #REF! |  |  | #REF! | #REF!
#REF! | #REF! | #REF! | #REF! | #REF! | #REF! | #REF! | #REF! | #REF! | #REF! |  |  | #REF! | #REF!
#REF! | #REF! | #REF! | #REF! | #REF! | #REF! | #REF! | #REF! | #REF! | #REF! |  |  | #REF! | #REF!
#REF! | #REF! | #REF! | #REF! | #REF! | #REF! | #REF! | #REF! | #REF! | #REF! |  |  | #REF! | #REF!
#REF! | #REF! | #REF! | #REF! | #REF! | #REF! | #REF! | #REF! | #REF! | #REF! |  |  | #REF! | #REF!
#REF! | #REF! | #REF! | #REF! | #REF! | #REF! | #REF! | #REF! | #REF! | #REF! |  |  | #REF! | #REF!
#REF! | #REF! | #REF! | #REF! | #REF! | #REF! | #REF! | #REF! | #REF! | #REF! |  |  | #REF! | #REF!
#REF! | #REF! | #REF! | #REF! | #REF! | #REF! | #REF! | #REF! | #REF! | #REF! |  |  | #REF! | #REF!
#REF! | #REF! | #REF! | #REF! | #REF! | #REF! | #REF! | #REF! | #REF! | #REF! |  |  | #REF! | #REF!
#REF! | #REF! | #REF! | #REF! | #REF! | #REF! | #REF! | #REF! | #REF! | #REF! |  |  | #REF! | #REF!
#REF! | #REF! | #REF! | #REF! | #REF! | #REF! | #REF! | #REF! | #REF! | #REF! |  |  | #REF! | #REF!
#REF! | #REF! | #REF! | #REF! | #REF! | #REF! | #REF! | #REF! | #REF! | #REF! |  |  | #REF! | #REF!
#REF! | #REF! | #REF! | #REF! | #REF! | #REF! | #REF! | #REF! | #REF! | #REF! |  |  | #REF! | #REF!
#REF! | #REF! | #REF! | #REF! | #REF! | #REF! | #REF! | #REF! | #REF! | #REF! |  |  | #REF! | #REF!
#REF! | #REF! | #REF! | #REF! | #REF! | #REF! | #REF! | #REF! | #REF! | #REF! |  |  | #REF! | #REF!
#REF! | #REF! | #REF! | #REF! | #REF! | #REF! | #REF! | #REF! | #REF! | #REF! |  |  | #REF! | #REF!
#REF! | #REF! | #REF! | #REF! | #REF! | #REF! | #REF! | #REF! | #REF! | #REF! |  |  | #REF! | #REF!
#REF! | #REF! | #REF! | #REF! | #REF! | #REF! | #REF! | #REF! | #REF! | #REF! |  |  | #REF! | #REF!
#REF! | #REF! | #REF! | #REF! | #REF! | #REF! | #REF! | #REF! | #REF! | #REF! |  |  | #REF! | #REF!
#REF! | #REF! | #REF! | #REF! | #REF! | #REF! | #REF! | #REF! | #REF! | #REF! |  |  | #REF! | #REF!
#REF! | #REF! | #REF! | #REF! | #REF! | #REF! | #REF! | #REF! | #REF! | #REF! |  |  | #REF! | #REF!
#REF! | #REF! | #REF! | #REF! | #REF! | #REF! | #REF! | #REF! | #REF! | #REF! |  |  | #REF! | #REF!
#REF! | #REF! | #REF! | #REF! | #REF! | #REF! | #REF! | #REF! | #REF! | #REF! |  |  | #REF! | #REF!
#REF! | #REF! | #REF! | #REF! | #REF! | #REF! | #REF! | #REF! | #REF! | #REF! |  |  | #REF! | #REF!
#REF! | #REF! | #REF! | #REF! | #REF! | #REF! | #REF! | #REF! | #REF! | #REF! |  |  | #REF! | #REF!
#REF! | #REF! | #REF! | #REF! | #REF! | #REF! | #REF! | #REF! | #REF! | #REF! |  |  | #REF! | #REF!
#REF! | #REF! | #REF! | #REF! | #REF! | #REF! | #REF! | #REF! | #REF! | #REF! |  |  | #REF! | #REF!
#REF! | #REF! | #REF! | #REF! | #REF! | #REF! | #REF! | #REF! | #REF! | #REF! |  |  | #REF! | #REF!
#REF! | #REF! | #REF! | #REF! | #REF! | #REF! | #REF! | #REF! | #REF! | #REF! |  |  | #REF! | #REF!
#REF! | #REF! | #REF! | #REF! | #REF! | #REF! | #REF! | #REF! | #REF! | #REF! |  |  | #REF! | #REF!
#REF! | #REF! | #REF! | #REF! | #REF! | #REF! | #REF! | #REF! | #REF! | #REF! |  |  | #REF! | #REF!
#REF! | #REF! | #REF! | #REF! | #REF! | #REF! | #REF! | #REF! | #REF! | #REF! |  |  | #REF! | #REF!
#REF! | #REF! | #REF! | #REF! | #REF! | #REF! | #REF! | #REF! | #REF! | #REF! |  |  | #REF! | #REF!
#REF! | #REF! | #REF! | #REF! | #REF! | #REF! | #REF! | #REF! | #REF! | #REF! |  |  | #REF! | #REF!
#REF! | #REF! | #REF! | #REF! | #REF! | #REF! | #REF! | #REF! | #REF! | #REF! |  |  | #REF! | #REF!
#REF! | #REF! | #REF! | #REF! | #REF! | #REF! | #REF! | #REF! | #REF! | #REF! |  |  | #REF! | #REF!
#REF! | #REF! | #REF! | #REF! | #REF! | #REF! | #REF! | #REF! | #REF! | #REF! |  |  | #REF! | #REF!
#REF! | #REF! | #REF! | #REF! | #REF! | #REF! | #REF! | #REF! | #REF! | #REF! |  |  | #REF! | #REF!
#REF! | #REF! | #REF! | #REF! | #REF! | #REF! | #REF! | #REF! | #REF! | #REF! |  |  | #REF! | #REF!
#REF! | #REF! | #REF! | #REF! | #REF! | #REF! | #REF! | #REF! | #REF! | #REF! |  |  | #REF! | #REF!
#REF! | #REF! | #REF! | #REF! | #REF! | #REF! | #REF! | #REF! | #REF! | #REF! |  |  | #REF! | #REF!
#REF! | #REF! | #REF! | #REF! | #REF! | #REF! | #REF! | #REF! | #REF! | #REF! |  |  | #REF! | #REF!
#REF! | #REF! | #REF! | #REF! | #REF! | #REF! | #REF! | #REF! | #REF! | #REF! |  |  | #REF! | #REF!
#REF! | #REF! | #REF! | #REF! | #REF! | #REF! | #REF! | #REF! | #REF! | #REF! |  |  | #REF! | #REF!
#REF! | #REF! | #REF! | #REF! | #REF! | #REF! | #REF! | #REF! | #REF! | #REF! |  |  | #REF! | #REF!
#REF! | #REF! | #REF! | #REF! | #REF! | #REF! | #REF! | #REF! | #REF! | #REF! |  |  | #REF! | #REF!
#REF! | #REF! | #REF! | #REF! | #REF! | #REF! | #REF! | #REF! | #REF! | #REF! |  |  | #REF! | #REF!
#REF! | #REF! | #REF! | #REF! | #REF! | #REF! | #REF! | #REF! | #REF! | #REF! |  |  | #REF! | #REF!
#REF! | #REF! | #REF! | #REF! | #REF! | #REF! | #REF! | #REF! | #REF! | #REF! |  |  | #REF! | #REF!
#REF! | #REF! | #REF! | #REF! | #REF! | #REF! | #REF! | #REF! | #REF! | #REF! |  |  | #REF! | #REF!
#REF! | #REF! | #REF! | #REF! | #REF! | #REF! | #REF! | #REF! | #REF! | #REF! |  |  | #REF! | #REF!
#REF! | #REF! | #REF! | #REF! | #REF! | #REF! | #REF! | #REF! | #REF! | #REF! |  |  | #REF! | #REF!
#REF! | #REF! | #REF! | #REF! | #REF! | #REF! | #REF! | #REF! | #REF! | #REF! |  |  | #REF! | #REF!
#REF! | #REF! | #REF! | #REF! | #REF! | #REF! | #REF! | #REF! | #REF! | #REF! |  |  | #REF! | #REF!
#REF! | #REF! | #REF! | #REF! | #REF! | #REF! | #REF! | #REF! | #REF! | #REF! |  |  | #REF! | #REF!
#REF! | #REF! | #REF! | #REF! | #REF! | #REF! | #REF! | #REF! | #REF! | #REF! |  |  | #REF! | #REF!
#REF! | #REF! | #REF! | #REF! | #REF! | #REF! | #REF! | #REF! | #REF! | #REF! |  |  | #REF! | #REF!
#REF! | #REF! | #REF! | #REF! | #REF! | #REF! | #REF! | #REF! | #REF! | #REF! |  |  | #REF! | #REF!
#REF! | #REF! | #REF! | #REF! | #REF! | #REF! | #REF! | #REF! | #REF! | #REF! |  |  | #REF! | #REF!
#REF! | #REF! | #REF! | #REF! | #REF! | #REF! | #REF! | #REF! | #REF! | #REF! |  |  | #REF! | #REF!
#REF! | #REF! | #REF! | #REF! | #REF! | #REF! | #REF! | #REF! | #REF! | #REF! |  |  | #REF! | #REF!
#REF! | #REF! | #REF! | #REF! | #REF! | #REF! | #REF! | #REF! | #REF! | #REF! |  |  | #REF! | #REF!
#REF! | #REF! | #REF! | #REF! | #REF! | #REF! | #REF! | #REF! | #REF! | #REF! |  |  | #REF! | #REF!
#REF! | #REF! | #REF! | #REF! | #REF! | #REF! | #REF! | #REF! | #REF! | #REF! |  |  | #REF! | #REF!
#REF! | #REF! | #REF! | #REF! | #REF! | #REF! | #REF! | #REF! | #REF! | #REF! |  |  | #REF! | #REF!
#REF! | #REF! | #REF! | #REF! | #REF! | #REF! | #REF! | #REF! | #REF! | #REF! |  |  | #REF! | #REF!
#REF! | #REF! | #REF! | #REF! | #REF! | #REF! | #REF! | #REF! | #REF! | #REF! |  |  | #REF! | #REF!
#REF! | #REF! | #REF! | #REF! | #REF! | #REF! | #REF! | #REF! | #REF! | #REF! |  |  | #REF! | #REF!
#REF! | #REF! | #REF! | #REF! | #REF! | #REF! | #REF! | #REF! | #REF! | #REF! |  |  | #REF! | #REF!
#REF! | #REF! | #REF! | #REF! | #REF! | #REF! | #REF! | #REF! | #REF! | #REF! |  |  | #REF! | #REF!
#REF! | #REF! | #REF! | #REF! | #REF! | #REF! | #REF! | #REF! | #REF! | #REF! |  |  | #REF! | #REF!
#REF! | #REF! | #REF! | #REF! | #REF! | #REF! | #REF! | #REF! | #REF! | #REF! |  |  | #REF! | #REF!
#REF! | #REF! | #REF! | #REF! | #REF! | #REF! | #REF! | #REF! | #REF! | #REF! |  |  | #REF! | #REF!
#REF! | #REF! | #REF! | #REF! | #REF! | #REF! | #REF! | #REF! | #REF! | #REF! |  |  | #REF! | #REF!
#REF! | #REF! | #REF! | #REF! | #REF! | #REF! | #REF! | #REF! | #REF! | #REF! |  |  | #REF! | #REF!
#REF! | #REF! | #REF! | #REF! | #REF! | #REF! | #REF! | #REF! | #REF! | #REF! |  |  | #REF! | #REF!
#REF! | #REF! | #REF! | #REF! | #REF! | #REF! | #REF! | #REF! | #REF! | #REF! |  |  | #REF! | #REF!
#REF! | #REF! | #REF! | #REF! | #REF! | #REF! | #REF! | #REF! | #REF! | #REF! |  |  | #REF! | #REF!
#REF! | #REF! | #REF! | #REF! | #REF! | #REF! | #REF! | #REF! | #REF! | #REF! |  |  | #REF! | #REF!
#REF! | #REF! | #REF! | #REF! | #REF! | #REF! | #REF! | #REF! | #REF! | #REF! |  |  | #REF! | #REF!
#REF! | #REF! | #REF! | #REF! | #REF! | #REF! | #REF! | #REF! | #REF! | #REF! |  |  | #REF! | #REF!
#REF! | #REF! | #REF! | #REF! | #REF! | #REF! | #REF! | #REF! | #REF! | #REF! |  |  | #REF! | #REF!
#REF! | #REF! | #REF! | #REF! | #REF! | #REF! | #REF! | #REF! | #REF! | #REF! |  |  | #REF! | #REF!
#REF! | #REF! | #REF! | #REF! | #REF! | #REF! | #REF! | #REF! | #REF! | #REF! |  |  | #REF! | #REF!
#REF! | #REF! | #REF! | #REF! | #REF! | #REF! | #REF! | #REF! | #REF! | #REF! |  |  | #REF! | #REF!
#REF! | #REF! | #REF! | #REF! | #REF! | #REF! | #REF! | #REF! | #REF! | #REF! |  |  | #REF! | #REF!
#REF! | #REF! | #REF! | #REF! | #REF! | #REF! | #REF! | #REF! | #REF! | #REF! |  |  | #REF! | #REF!
#REF! | #REF! | #REF! | #REF! | #REF! | #REF! | #REF! | #REF! | #REF! | #REF! |  |  | #REF! | #REF!
#REF! | #REF! | #REF! | #REF! | #REF! | #REF! | #REF! | #REF! | #REF! | #REF! |  |  | #REF! | #REF!
#REF! | #REF! | #REF! | #REF! | #REF! | #REF! | #REF! | #REF! | #REF! | #REF! |  |  | #REF! | #REF!
#REF! | #REF! | #REF! | #REF! | #REF! | #REF! | #REF! | #REF! | #REF! | #REF! |  |  | #REF! | #REF!
#REF! | #REF! | #REF! | #REF! | #REF! | #REF! | #REF! | #REF! | #REF! | #REF! |  |  | #REF! | #REF!
#REF! | #REF! | #REF! | #REF! | #REF! | #REF! | #REF! | #REF! | #REF! | #REF! |  |  | #REF! | #REF!
#REF! | #REF! | #REF! | #REF! | #REF! | #REF! | #REF! | #REF! | #REF! | #REF! |  |  | #REF! | #REF!
#REF! | #REF! | #REF! | #REF! | #REF! | #REF! | #REF! | #REF! | #REF! | #REF! |  |  | #REF! | #REF!
#REF! | #REF! | #REF! | #REF! | #REF! | #REF! | #REF! | #REF! | #REF! | #REF! |  |  | #REF! | #REF!
#REF! | #REF! | #REF! | #REF! | #REF! | #REF! | #REF! | #REF! | #REF! | #REF! |  |  | #REF! | #REF!
#REF! | #REF! | #REF! | #REF! | #REF! | #REF! | #REF! | #REF! | #REF! | #REF! |  |  | #REF! | #REF!
#REF! | #REF! | #REF! | #REF! | #REF! | #REF! | #REF! | #REF! | #REF! | #REF! |  |  | #REF! | #REF!
#REF! | #REF! | #REF! | #REF! | #REF! | #REF! | #REF! | #REF! | #REF! | #REF! |  |  | #REF! | #REF!
#REF! | #REF! | #REF! | #REF! | #REF! | #REF! | #REF! | #REF! | #REF! | #REF! |  |  | #REF! | #REF!
#REF! | #REF! | #REF! | #REF! | #REF! | #REF! | #REF! | #REF! | #REF! | #REF! |  |  | #REF! | #REF!
#REF! | #REF! | #REF! | #REF! | #REF! | #REF! | #REF! | #REF! | #REF! | #REF! |  |  | #REF! | #REF!
#REF! | #REF! | #REF! | #REF! | #REF! | #REF! | #REF! | #REF! | #REF! | #REF! |  |  | #REF! | #REF!
#REF! | #REF! | #REF! | #REF! | #REF! | #REF! | #REF! | #REF! | #REF! | #REF! |  |  | #REF! | #REF!
#REF! | #REF! | #REF! | #REF! | #REF! | #REF! | #REF! | #REF! | #REF! | #REF! |  |  | #REF! | #REF!
#REF! | #REF! | #REF! | #REF! | #REF! | #REF! | #REF! | #REF! | #REF! | #REF! |  |  | #REF! | #REF!
#REF! | #REF! | #REF! | #REF! | #REF! | #REF! | #REF! | #REF! | #REF! | #REF! |  |  | #REF! | #REF!
#REF! | #REF! | #REF! | #REF! | #REF! | #REF! | #REF! | #REF! | #REF! | #REF! |  |  | #REF! | #REF!
#REF! | #REF! | #REF! | #REF! | #REF! | #REF! | #REF! | #REF! | #REF! | #REF! |  |  | #REF! | #REF!
#REF! | #REF! | #REF! | #REF! | #REF! | #REF! | #REF! | #REF! | #REF! | #REF! |  |  | #REF! | #REF!
#REF! | #REF! | #REF! | #REF! | #REF! | #REF! | #REF! | #REF! | #REF! | #REF! |  |  | #REF! | #REF!
#REF! | #REF! | #REF! | #REF! | #REF! | #REF! | #REF! | #REF! | #REF! | #REF! |  |  | #REF! | #REF!
#REF! | #REF! | #REF! | #REF! | #REF! | #REF! | #REF! | #REF! | #REF! | #REF! |  |  | #REF! | #REF!
#REF! | #REF! | #REF! | #REF! | #REF! | #REF! | #REF! | #REF! | #REF! | #REF! |  |  | #REF! | #REF!
#REF! | #REF! | #REF! | #REF! | #REF! | #REF! | #REF! | #REF! | #REF! | #REF! |  |  | #REF! | #REF!
#REF! | #REF! | #REF! | #REF! | #REF! | #REF! | #REF! | #REF! | #REF! | #REF! |  |  | #REF! | #REF!
#REF! | #REF! | #REF! | #REF! | #REF! | #REF! | #REF! | #REF! | #REF! | #REF! |  |  | #REF! | #REF!
#REF! | #REF! | #REF! | #REF! | #REF! | #REF! | #REF! | #REF! | #REF! | #REF! |  |  | #REF! | #REF!
#REF! | #REF! | #REF! | #REF! | #REF! | #REF! | #REF! | #REF! | #REF! | #REF! |  |  | #REF! | #REF!
#REF! | #REF! | #REF! | #REF! | #REF! | #REF! | #REF! | #REF! | #REF! | #REF! |  |  | #REF! | #REF!
#REF! | #REF! | #REF! | #REF! | #REF! | #REF! | #REF! | #REF! | #REF! | #REF! |  |  | #REF! | #REF!
#REF! | #REF! | #REF! | #REF! | #REF! | #REF! | #REF! | #REF! | #REF! | #REF! |  |  | #REF! | #REF!
#REF! | #REF! | #REF! | #REF! | #REF! | #REF! | #REF! | #REF! | #REF! | #REF! |  |  | #REF! | #REF!
#REF! | #REF! | #REF! | #REF! | #REF! | #REF! | #REF! | #REF! | #REF! | #REF! |  |  | #REF! | #REF!
#REF! | #REF! | #REF! | #REF! | #REF! | #REF! | #REF! | #REF! | #REF! | #REF! |  |  | #REF! | #REF!
#REF! | #REF! | #REF! | #REF! | #REF! | #REF! | #REF! | #REF! | #REF! | #REF! |  |  | #REF! | #REF!
#REF! | #REF! | #REF! | #REF! | #REF! | #REF! | #REF! | #REF! | #REF! | #REF! |  |  | #REF! | #REF!
#REF! | #REF! | #REF! | #REF! | #REF! | #REF! | #REF! | #REF! | #REF! | #REF! |  |  | #REF! | #REF!
#REF! | #REF! | #REF! | #REF! | #REF! | #REF! | #REF! | #REF! | #REF! | #REF! |  |  | #REF! | #REF!
#REF! | #REF! | #REF! | #REF! | #REF! | #REF! | #REF! | #REF! | #REF! | #REF! |  |  | #REF! | #REF!
#REF! | #REF! | #REF! | #REF! | #REF! | #REF! | #REF! | #REF! | #REF! | #REF! |  |  | #REF! | #REF!
#REF! | #REF! | #REF! | #REF! | #REF! | #REF! | #REF! | #REF! | #REF! | #REF! |  |  | #REF! | #REF!
#REF! | #REF! | #REF! | #REF! | #REF! | #REF! | #REF! | #REF! | #REF! | #REF! |  |  | #REF! | #REF!
#REF! | #REF! | #REF! | #REF! | #REF! | #REF! | #REF! | #REF! | #REF! | #REF! |  |  | #REF! | #REF!
#REF! | #REF! | #REF! | #REF! | #REF! | #REF! | #REF! | #REF! | #REF! | #REF! |  |  | #REF! | #REF!
#REF! | #REF! | #REF! | #REF! | #REF! | #REF! | #REF! | #REF! | #REF! | #REF! |  |  | #REF! | #REF!
#REF! | #REF! | #REF! | #REF! | #REF! | #REF! | #REF! | #REF! | #REF! | #REF! |  |  | #REF! | #REF!
#REF! | #REF! | #REF! | #REF! | #REF! | #REF! | #REF! | #REF! | #REF! | #REF! |  |  | #REF! | #REF!
#REF! | #REF! | #REF! | #REF! | #REF! | #REF! | #REF! | #REF! | #REF! | #REF! |  |  | #REF! | #REF!
#REF! | #REF! | #REF! | #REF! | #REF! | #REF! | #REF! | #REF! | #REF! | #REF! |  |  | #REF! | #REF!
#REF! | #REF! | #REF! | #REF! | #REF! | #REF! | #REF! | #REF! | #REF! | #REF! |  |  | #REF! | #REF!
#REF! | #REF! | #REF! | #REF! | #REF! | #REF! | #REF! | #REF! | #REF! | #REF! |  |  | #REF! | #REF!
#REF! | #REF! | #REF! | #REF! | #REF! | #REF! | #REF! | #REF! | #REF! | #REF! |  |  | #REF! | #REF!
#REF! | #REF! | #REF! | #REF! | #REF! | #REF! | #REF! | #REF! | #REF! | #REF! |  |  | #REF! | #REF!
#REF! | #REF! | #REF! | #REF! | #REF! | #REF! | #REF! | #REF! | #REF! | #REF! |  |  | #REF! | #REF!
#REF! | #REF! | #REF! | #REF! | #REF! | #REF! | #REF! | #REF! | #REF! | #REF! |  |  | #REF! | #REF!
#REF! | #REF! | #REF! | #REF! | #REF! | #REF! | #REF! | #REF! | #REF! | #REF! |  |  | #REF! | #REF!
#REF! | #REF! | #REF! | #REF! | #REF! | #REF! | #REF! | #REF! | #REF! | #REF! |  |  | #REF! | #REF!
#REF! | #REF! | #REF! | #REF! | #REF! | #REF! | #REF! | #REF! | #REF! | #REF! |  |  | #REF! | #REF!
#REF! | #REF! | #REF! | #REF! | #REF! | #REF! | #REF! | #REF! | #REF! | #REF! |  |  | #REF! | #REF!
#REF! | #REF! | #REF! | #REF! | #REF! | #REF! | #REF! | #REF! | #REF! | #REF! |  |  | #REF! | #REF!
#REF! | #REF! | #REF! | #REF! | #REF! | #REF! | #REF! | #REF! | #REF! | #REF! |  |  | #REF! | #REF!
#REF! | #REF! | #REF! | #REF! | #REF! | #REF! | #REF! | #REF! | #REF! | #REF! |  |  | #REF! | #REF!
#REF! | #REF! | #REF! | #REF! | #REF! | #REF! | #REF! | #REF! | #REF! | #REF! |  |  | #REF! | #REF!
#REF! | #REF! | #REF! | #REF! | #REF! | #REF! | #REF! | #REF! | #REF! | #REF! |  |  | #REF! | #REF!
#REF! | #REF! | #REF! | #REF! | #REF! | #REF! | #REF! | #REF! | #REF! | #REF! |  |  | #REF! | #REF!
#REF! | #REF! | #REF! | #REF! | #REF! | #REF! | #REF! | #REF! | #REF! | #REF! |  |  | #REF! | #REF!
#REF! | #REF! | #REF! | #REF! | #REF! | #REF! | #REF! | #REF! | #REF! | #REF! |  |  | #REF! | #REF!
#REF! | #REF! | #REF! | #REF! | #REF! | #REF! | #REF! | #REF! | #REF! | #REF! |  |  | #REF! | #REF!
#REF! | #REF! | #REF! | #REF! | #REF! | #REF! | #REF! | #REF! | #REF! | #REF! |  |  | #REF! | #REF!
#REF! | #REF! | #REF! | #REF! | #REF! | #REF! | #REF! | #REF! | #REF! | #REF! |  |  | #REF! | #REF!
#REF! | #REF! | #REF! | #REF! | #REF! | #REF! | #REF! | #REF! | #REF! | #REF! |  |  | #REF! | #REF!
#REF! | #REF! | #REF! | #REF! | #REF! | #REF! | #REF! | #REF! | #REF! | #REF! |  |  | #REF! | #REF!
#REF! | #REF! | #REF! | #REF! | #REF! | #REF! | #REF! | #REF! | #REF! | #REF! |  |  | #REF! | #REF!
#REF! | #REF! | #REF! | #REF! | #REF! | #REF! | #REF! | #REF! | #REF! | #REF! |  |  | #REF! | #REF!
#REF! | #REF! | #REF! | #REF! | #REF! | #REF! | #REF! | #REF! | #REF! | #REF! |  |  | #REF! | #REF!
#REF! | #REF! | #REF! | #REF! | #REF! | #REF! | #REF! | #REF! | #REF! | #REF! |  |  | #REF! | #REF!
#REF! | #REF! | #REF! | #REF! | #REF! | #REF! | #REF! | #REF! | #REF! | #REF! |  |  | #REF! | #REF!
#REF! | #REF! | #REF! | #REF! | #REF! | #REF! | #REF! | #REF! | #REF! | #REF! |  |  | #REF! | #REF!
#REF! | #REF! | #REF! | #REF! | #REF! | #REF! | #REF! | #REF! | #REF! | #REF! |  |  | #REF! | #REF!
#REF! | #REF! | #REF! | #REF! | #REF! | #REF! | #REF! | #REF! | #REF! | #REF! |  |  | #REF! | #REF!
#REF! | #REF! | #REF! | #REF! | #REF! | #REF! | #REF! | #REF! | #REF! | #REF! |  |  | #REF! | #REF!
#REF! | #REF! | #REF! | #REF! | #REF! | #REF! | #REF! | #REF! | #REF! | #REF! |  |  | #REF! | #REF!
#REF! | #REF! | #REF! | #REF! | #REF! | #REF! | #REF! | #REF! | #REF! | #REF! |  |  | #REF! | #REF!
#REF! | #REF! | #REF! | #REF! | #REF! | #REF! | #REF! | #REF! | #REF! | #REF! |  |  | #REF! | #REF!
#REF! | #REF! | #REF! | #REF! | #REF! | #REF! | #REF! | #REF! | #REF! | #REF! |  |  | #REF! | #REF!
#REF! | #REF! | #REF! | #REF! | #REF! | #REF! | #REF! | #REF! | #REF! | #REF! |  |  | #REF! | #REF!
#REF! | #REF! | #REF! | #REF! | #REF! | #REF! | #REF! | #REF! | #REF! | #REF! |  |  | #REF! | #REF!
#REF! | #REF! | #REF! | #REF! | #REF! | #REF! | #REF! | #REF! | #REF! | #REF! |  |  | #REF! | #REF!
#REF! | #REF! | #REF! | #REF! | #REF! | #REF! | #REF! | #REF! | #REF! | #REF! |  |  | #REF! | #REF!
#REF! | #REF! | #REF! | #REF! | #REF! | #REF! | #REF! | #REF! | #REF! | #REF! |  |  | #REF! | #REF!
#REF! | #REF! | #REF! | #REF! | #REF! | #REF! | #REF! | #REF! | #REF! | #REF! |  |  | #REF! | #REF!
#REF! | #REF! | #REF! | #REF! | #REF! | #REF! | #REF! | #REF! | #REF! | #REF! |  |  | #REF! | #REF!
#REF! | #REF! | #REF! | #REF! | #REF! | #REF! | #REF! | #REF! | #REF! | #REF! |  |  | #REF! | #REF!
#REF! | #REF! | #REF! | #REF! | #REF! | #REF! | #REF! | #REF! | #REF! | #REF! |  |  | #REF! | #REF!
#REF! | #REF! | #REF! | #REF! | #REF! | #REF! | #REF! | #REF! | #REF! | #REF! |  |  | #REF! | #REF!
#REF! | #REF! | #REF! | #REF! | #REF! | #REF! | #REF! | #REF! | #REF! | #REF! |  |  | #REF! | #REF!
#REF! | #REF! | #REF! | #REF! | #REF! | #REF! | #REF! | #REF! | #REF! | #REF! |  |  | #REF! | #REF!
#REF! | #REF! | #REF! | #REF! | #REF! | #REF! | #REF! | #REF! | #REF! | #REF! |  |  | #REF! | #REF!
#REF! | #REF! | #REF! | #REF! | #REF! | #REF! | #REF! | #REF! | #REF! | #REF! |  |  | #REF! | #REF!
#REF! | #REF! | #REF! | #REF! | #REF! | #REF! | #REF! | #REF! | #REF! | #REF! |  |  | #REF! | #REF!
#REF! | #REF! | #REF! | #REF! | #REF! | #REF! | #REF! | #REF! | #REF! | #REF! |  |  | #REF! | #REF!
#REF! | #REF! | #REF! | #REF! | #REF! | #REF! | #REF! | #REF! | #REF! | #REF! |  |  | #REF! | #REF!
#REF! | #REF! | #REF! | #REF! | #REF! | #REF! | #REF! | #REF! | #REF! | #REF! |  |  | #REF! | #REF!
#REF! | #REF! | #REF! | #REF! | #REF! | #REF! | #REF! | #REF! | #REF! | #REF! |  |  | #REF! | #REF!
#REF! | #REF! | #REF! | #REF! | #REF! | #REF! | #REF! | #REF! | #REF! | #REF! |  |  | #REF! | #REF!
#REF! | #REF! | #REF! | #REF! | #REF! | #REF! | #REF! | #REF! | #REF! | #REF! |  |  | #REF! | #REF!
#REF! | #REF! | #REF! | #REF! | #REF! | #REF! | #REF! | #REF! | #REF! | #REF! |  |  | #REF! | #REF!
#REF! | #REF! | #REF! | #REF! | #REF! | #REF! | #REF! | #REF! | #REF! | #REF! |  |  | #REF! | #REF!
#REF! | #REF! | #REF! | #REF! | #REF! | #REF! | #REF! | #REF! | #REF! | #REF! |  |  | #REF! | #REF!
#REF! | #REF! | #REF! | #REF! | #REF! | #REF! | #REF! | #REF! | #REF! | #REF! |  |  | #REF! | #REF!
#REF! | #REF! | #REF! | #REF! | #REF! | #REF! | #REF! | #REF! | #REF! | #REF! |  |  | #REF! | #REF!
#REF! | #REF! | #REF! | #REF! | #REF! | #REF! | #REF! | #REF! | #REF! | #REF! |  |  | #REF! | #REF!
#REF! | #REF! | #REF! | #REF! | #REF! | #REF! | #REF! | #REF! | #REF! | #REF! |  |  | #REF! | #REF!
#REF! | #REF! | #REF! | #REF! | #REF! | #REF! | #REF! | #REF! | #REF! | #REF! |  |  | #REF! | #REF!
#REF! | #REF! | #REF! | #REF! | #REF! | #REF! | #REF! | #REF! | #REF! | #REF! |  |  | #REF! | #REF!
#REF! | #REF! | #REF! | #REF! | #REF! | #REF! | #REF! | #REF! | #REF! | #REF! |  |  | #REF! | #REF!
#REF! | #REF! | #REF! | #REF! | #REF! | #REF! | #REF! | #REF! | #REF! | #REF! |  |  | #REF! | #REF!
#REF! | #REF! | #REF! | #REF! | #REF! | #REF! | #REF! | #REF! | #REF! | #REF! |  |  | #REF! | #REF!
#REF! | #REF! | #REF! | #REF! | #REF! | #REF! | #REF! | #REF! | #REF! | #REF! |  |  | #REF! | #REF!
#REF! | #REF! | #REF! | #REF! | #REF! | #REF! | #REF! | #REF! | #REF! | #REF! |  |  | #REF! | #REF!
#REF! | #REF! | #REF! | #REF! | #REF! | #REF! | #REF! | #REF! | #REF! | #REF! |  |  | #REF! | #REF!
#REF! | #REF! | #REF! | #REF! | #REF! | #REF! | #REF! | #REF! | #REF! | #REF! |  |  | #REF! | #REF!
#REF! | #REF! | #REF! | #REF! | #REF! | #REF! | #REF! | #REF! | #REF! | #REF! |  |  | #REF! | #REF!
#REF! | #REF! | #REF! | #REF! | #REF! | #REF! | #REF! | #REF! | #REF! | #REF! |  |  | #REF! | #REF!
#REF! | #REF! | #REF! | #REF! | #REF! | #REF! | #REF! | #REF! | #REF! | #REF! |  |  | #REF! | #REF!
#REF! | #REF! | #REF! | #REF! | #REF! | #REF! | #REF! | #REF! | #REF! | #REF! |  |  | #REF! | #REF!
#REF! | #REF! | #REF! | #REF! | #REF! | #REF! | #REF! | #REF! | #REF! | #REF! |  |  | #REF! | #REF!
#REF! | #REF! | #REF! | #REF! | #REF! | #REF! | #REF! | #REF! | #REF! | #REF! |  |  | #REF! | #REF!
#REF! | #REF! | #REF! | #REF! | #REF! | #REF! | #REF! | #REF! | #REF! | #REF! |  |  | #REF! | #REF!
#REF! | #REF! | #REF! | #REF! | #REF! | #REF! | #REF! | #REF! | #REF! | #REF! |  |  | #REF! | #REF!
#REF! | #REF! | #REF! | #REF! | #REF! | #REF! | #REF! | #REF! | #REF! | #REF! |  |  | #REF! | #REF!
#REF! | #REF! | #REF! | #REF! | #REF! | #REF! | #REF! | #REF! | #REF! | #REF! |  |  | #REF! | #REF!
#REF! | #REF! | #REF! | #REF! | #REF! | #REF! | #REF! | #REF! | #REF! | #REF! |  |  | #REF! | #REF!
#REF! | #REF! | #REF! | #REF! | #REF! | #REF! | #REF! | #REF! | #REF! | #REF! |  |  | #REF! | #REF!
#REF! | #REF! | #REF! | #REF! | #REF! | #REF! | #REF! | #REF! | #REF! | #REF! |  |  | #REF! | #REF!
#REF! | #REF! | #REF! | #REF! | #REF! | #REF! | #REF! | #REF! | #REF! | #REF! |  |  | #REF! | #REF!
#REF! | #REF! | #REF! | #REF! | #REF! | #REF! | #REF! | #REF! | #REF! | #REF! |  |  | #REF! | #REF!
#REF! | #REF! | #REF! | #REF! | #REF! | #REF! | #REF! | #REF! | #REF! | #REF! |  |  | #REF! | #REF!
#REF! | #REF! | #REF! | #REF! | #REF! | #REF! | #REF! | #REF! | #REF! | #REF! |  |  | #REF! | #REF!
#REF! | #REF! | #REF! | #REF! | #REF! | #REF! | #REF! | #REF! | #REF! | #REF! |  |  | #REF! | #REF!
#REF! | #REF! | #REF! | #REF! | #REF! | #REF! | #REF! | #REF! | #REF! | #REF! |  |  | #REF! | #REF!
#REF! | #REF! | #REF! | #REF! | #REF! | #REF! | #REF! | #REF! | #REF! | #REF! |  |  | #REF! | #REF!
#REF! | #REF! | #REF! | #REF! | #REF! | #REF! | #REF! | #REF! | #REF! | #REF! |  |  | #REF! | #REF!
#REF! | #REF! | #REF! | #REF! | #REF! | #REF! | #REF! | #REF! | #REF! | #REF! |  |  | #REF! | #REF!
#REF! | #REF! | #REF! | #REF! | #REF! | #REF! | #REF! | #REF! | #REF! | #REF! |  |  | #REF! | #REF!
#REF! | #REF! | #REF! | #REF! | #REF! | #REF! | #REF! | #REF! | #REF! | #REF! |  |  | #REF! | #REF!
#REF! | #REF! | #REF! | #REF! | #REF! | #REF! | #REF! | #REF! | #REF! | #REF! |  |  | #REF! | #REF!
#REF! | #REF! | #REF! | #REF! | #REF! | #REF! | #REF! | #REF! | #REF! | #REF! |  |  | #REF! | #REF!
#REF! | #REF! | #REF! | #REF! | #REF! | #REF! | #REF! | #REF! | #REF! | #REF! |  |  | #REF! | #REF!
#REF! | #REF! | #REF! | #REF! | #REF! | #REF! | #REF! | #REF! | #REF! | #REF! |  |  | #REF! | #REF!
#REF! | #REF! | #REF! | #REF! | #REF! | #REF! | #REF! | #REF! | #REF! | #REF! |  |  | #REF! | #REF!
#REF! | #REF! | #REF! | #REF! | #REF! | #REF! | #REF! | #REF! | #REF! | #REF! |  |  | #REF! | #REF!
#REF! | #REF! | #REF! | #REF! | #REF! | #REF! | #REF! | #REF! | #REF! | #REF! |  |  | #REF! | #REF!
#REF! | #REF! | #REF! | #REF! | #REF! | #REF! | #REF! | #REF! | #REF! | #REF! |  |  | #REF! | #REF!
#REF! | #REF! | #REF! | #REF! | #REF! | #REF! | #REF! | #REF! | #REF! | #REF! |  |  | #REF! | #REF!
#REF! | #REF! | #REF! | #REF! | #REF! | #REF! | #REF! | #REF! | #REF! | #REF! |  |  | #REF! | #REF!
#REF! | #REF! | #REF! | #REF! | #REF! | #REF! | #REF! | #REF! | #REF! | #REF! |  |  | #REF! | #REF!
#REF! | #REF! | #REF! | #REF! | #REF! | #REF! | #REF! | #REF! | #REF! | #REF! |  |  | #REF! | #REF!
#REF! | #REF! | #REF! | #REF! | #REF! | #REF! | #REF! | #REF! | #REF! | #REF! |  |  | #REF! | #REF!
#REF! | #REF! | #REF! | #REF! | #REF! | #REF! | #REF! | #REF! | #REF! | #REF! |  |  | #REF! | #REF!
#REF! | #REF! | #REF! | #REF! | #REF! | #REF! | #REF! | #REF! | #REF! | #REF! |  |  | #REF! | #REF!
#REF! | #REF! | #REF! | #REF! | #REF! | #REF! | #REF! | #REF! | #REF! | #REF! |  |  | #REF! | #REF!
#REF! | #REF! | #REF! | #REF! | #REF! | #REF! | #REF! | #REF! | #REF! | #REF! |  |  | #REF! | #REF!
#REF! | #REF! | #REF! | #REF! | #REF! | #REF! | #REF! | #REF! | #REF! | #REF! |  |  | #REF! | #REF!
#REF! | #REF! | #REF! | #REF! | #REF! | #REF! | #REF! | #REF! | #REF! | #REF! |  |  | #REF! | #REF!
#REF! | #REF! | #REF! | #REF! | #REF! | #REF! | #REF! | #REF! | #REF! | #REF! |  |  | #REF! | #REF!
#REF! | #REF! | #REF! | #REF! | #REF! | #REF! | #REF! | #REF! | #REF! | #REF! |  |  | #REF! | #REF!
#REF! | #REF! | #REF! | #REF! | #REF! | #REF! | #REF! | #REF! | #REF! | #REF! |  |  | #REF! | #REF!
#REF! | #REF! | #REF! | #REF! | #REF! | #REF! | #REF! | #REF! | #REF! | #REF! |  |  | #REF! | #REF!
#REF! | #REF! | #REF! | #REF! | #REF! | #REF! | #REF! | #REF! | #REF! | #REF! |  |  | #REF! | #REF!
#REF! | #REF! | #REF! | #REF! | #REF! | #REF! | #REF! | #REF! | #REF! | #REF! |  |  | #REF! | #REF!
#REF! | #REF! | #REF! | #REF! | #REF! | #REF! | #REF! | #REF! | #REF! | #REF! |  |  | #REF! | #REF!
#REF! | #REF! | #REF! | #REF! | #REF! | #REF! | #REF! | #REF! | #REF! | #REF! |  |  | #REF! | #REF!
#REF! | #REF! | #REF! | #REF! | #REF! | #REF! | #REF! | #REF! | #REF! | #REF! |  |  | #REF! | #REF!
#REF! | #REF! | #REF! | #REF! | #REF! | #REF! | #REF! | #REF! | #REF! | #REF! |  |  | #REF! | #REF!
#REF! | #REF! | #REF! | #REF! | #REF! | #REF! | #REF! | #REF! | #REF! | #REF! |  |  | #REF! | #REF!
#REF! | #REF! | #REF! | #REF! | #REF! | #REF! | #REF! | #REF! | #REF! | #REF! |  |  | #REF! | #REF!
#REF! | #REF! | #REF! | #REF! | #REF! | #REF! | #REF! | #REF! | #REF! | #REF! |  |  | #REF! | #REF!
#REF! | #REF! | #REF! | #REF! | #REF! | #REF! | #REF! | #REF! | #REF! | #REF! |  |  | #REF! | #REF!
#REF! | #REF! | #REF! | #REF! | #REF! | #REF! | #REF! | #REF! | #REF! | #REF! |  |  | #REF! | #REF!
#REF! | #REF! | #REF! | #REF! | #REF! | #REF! | #REF! | #REF! | #REF! | #REF! |  |  | #REF! | #REF!
#REF! | #REF! | #REF! | #REF! | #REF! | #REF! | #REF! | #REF! | #REF! | #REF! |  |  | #REF! | #REF!
#REF! | #REF! | #REF! | #REF! | #REF! | #REF! | #REF! | #REF! | #REF! | #REF! |  |  | #REF! | #REF!
#REF! | #REF! | #REF! | #REF! | #REF! | #REF! | #REF! | #REF! | #REF! | #REF! |  |  | #REF! | #REF!
#REF! | #REF! | #REF! | #REF! | #REF! | #REF! | #REF! | #REF! | #REF! | #REF! |  |  | #REF! | #REF!
#REF! | #REF! | #REF! | #REF! | #REF! | #REF! | #REF! | #REF! | #REF! | #REF! |  |  | #REF! | #REF!
#REF! | #REF! | #REF! | #REF! | #REF! | #REF! | #REF! | #REF! | #REF! | #REF! |  |  | #REF! | #REF!
#REF! | #REF! | #REF! | #REF! | #REF! | #REF! | #REF! | #REF! | #REF! | #REF! |  |  | #REF! | #REF!
#REF! | #REF! | #REF! | #REF! | #REF! | #REF! | #REF! | #REF! | #REF! | #REF! |  |  | #REF! | #REF!
#REF! | #REF! | #REF! | #REF! | #REF! | #REF! | #REF! | #REF! | #REF! | #REF! |  |  | #REF! | #REF!
#REF! | #REF! | #REF! | #REF! | #REF! | #REF! | #REF! | #REF! | #REF! | #REF! |  |  | #REF! | #REF!
#REF! | #REF! | #REF! | #REF! | #REF! | #REF! | #REF! | #REF! | #REF! | #REF! |  |  | #REF! | #REF!
#REF! | #REF! | #REF! | #REF! | #REF! | #REF! | #REF! | #REF! | #REF! | #REF! |  |  | #REF! | #REF!
#REF! | #REF! | #REF! | #REF! | #REF! | #REF! | #REF! | #REF! | #REF! | #REF! |  |  | #REF! | #REF!
#REF! | #REF! | #REF! | #REF! | #REF! | #REF! | #REF! | #REF! | #REF! | #REF! |  |  | #REF! | #REF!
| Total |  |  |  | #REF! | #REF! | #REF! | #REF! | #REF! | 0 | 0 | #REF! | #REF!
FY 2023-24
a) DPR Schemes
#REF!
#REF! | #REF! | #REF! | #REF! | #REF! | #REF! | #REF! | #REF! | #REF! | #REF! |  |  | #REF! | #REF! | #REF! | #REF!
#REF! | #REF! | #REF! | #REF! | #REF! | #REF! | #REF! | #REF! | #REF! | #REF! |  |  | #REF! | #REF! | #REF! | #REF!
#REF! | #REF! | #REF! | #REF! | #REF! | #REF! | #REF! | #REF! | #REF! | #REF! |  |  | #REF! | #REF! | #REF! | #REF!
#REF! | #REF! | #REF! | #REF! | #REF! | #REF! | #REF! | #REF! | #REF! | #REF! |  |  | #REF! | #REF! | #REF! | #REF!
#REF! | #REF! | #REF! | #REF! | #REF! | #REF! | #REF! | #REF! | #REF! | #REF! |  |  | #REF! | #REF! | #REF! | #REF!
#REF! | #REF! | #REF! | #REF! | #REF! | #REF! | #REF! | #REF! | #REF! | #REF! |  |  | #REF! | #REF! | #REF! | #REF!
#REF! | #REF! | #REF! | #REF! | #REF! | #REF! | #REF! | #REF! | #REF! | #REF! |  |  | #REF! | #REF! | #REF! | #REF!
#REF! | #REF! | #REF! | #REF! | #REF! | #REF! | #REF! | #REF! | #REF! | #REF! |  |  | #REF! | #REF! | #REF! | #REF!
#REF! | #REF! | #REF! | #REF! | #REF! | #REF! | #REF! | #REF! | #REF! | #REF! |  |  | #REF! | #REF! | #REF! | #REF!
#REF! | #REF! | #REF! | #REF! | #REF! | #REF! | #REF! | #REF! | #REF! | #REF! |  |  | #REF! | #REF! | #REF! | #REF!
#REF! | #REF! | #REF! | #REF! | #REF! | #REF! | #REF! | #REF! | #REF! | #REF! |  |  | #REF! | #REF! | #REF! | #REF!
#REF! | #REF! | #REF! | #REF! | #REF! | #REF! | #REF! | #REF! | #REF! | #REF! |  |  | #REF! | #REF! | #REF! | #REF!
#REF! | #REF! | #REF! | #REF! | #REF! | #REF! | #REF! | #REF! | #REF! | #REF! |  |  | #REF! | #REF! | #REF! | #REF!
#REF! | #REF! | #REF! | #REF! | #REF! | #REF! | #REF! | #REF! | #REF! | #REF! |  |  | #REF! | #REF! | #REF! | #REF!
#REF! | #REF! | #REF! | #REF! | #REF! | #REF! | #REF! | #REF! | #REF! | #REF! |  |  | #REF! | #REF! | #REF! | #REF!
#REF! | #REF! | #REF! | #REF! | #REF! | #REF! | #REF! | #REF! | #REF! | #REF! |  |  | #REF! | #REF! | #REF! | #REF!
#REF! | #REF! | #REF! | #REF! | #REF! | #REF! | #REF! | #REF! | #REF! | #REF! |  |  | #REF! | #REF! | #REF! | #REF!
#REF! | #REF! | #REF! | #REF! | #REF! | #REF! | #REF! | #REF! | #REF! | #REF! |  |  | #REF! | #REF! | #REF! | #REF!
#REF! | #REF! | #REF! | #REF! | #REF! | #REF! | #REF! | #REF! | #REF! | #REF! |  |  | #REF! | #REF! | #REF! | #REF!
#REF! | #REF! | #REF! | #REF! | #REF! | #REF! | #REF! | #REF! | #REF! | #REF! |  |  | #REF! | #REF! | #REF! | #REF!
#REF! | #REF! | #REF! | #REF! | #REF! | #REF! | #REF! | #REF! | #REF! | #REF! |  |  | #REF! | #REF! | #REF! | #REF!
#REF! | #REF! | #REF! | #REF! | #REF! | #REF! | #REF! | #REF! | #REF! | #REF! |  |  | #REF! | #REF! | #REF! | #REF!
#REF! | #REF! | #REF! | #REF! | #REF! | #REF! | #REF! | #REF! | #REF! | #REF! |  |  | #REF! | #REF! | #REF! | #REF!
#REF! | #REF! | #REF! | #REF! | #REF! | #REF! | #REF! | #REF! | #REF! | #REF! |  |  | #REF! | #REF! | #REF! | #REF!
#REF! | #REF! | #REF! | #REF! | #REF! | #REF! | #REF! | #REF! | #REF! | #REF! |  |  | #REF! | #REF! | #REF! | #REF!
#REF! | #REF! | #REF! | #REF! | #REF! | #REF! | #REF! | #REF! | #REF! | #REF! |  |  | #REF! | #REF! | #REF! | #REF!
#REF! | #REF! | #REF! | #REF! | #REF! | #REF! | #REF! | #REF! | #REF! | #REF! |  |  | #REF! | #REF! | #REF! | #REF!
#REF! | #REF! | #REF! | #REF! | #REF! | #REF! | #REF! | #REF! | #REF! | #REF! |  |  | #REF! | #REF! | #REF! | #REF!
#REF! | #REF! | #REF! | #REF! | #REF! | #REF! | #REF! | #REF! | #REF! | #REF! |  |  | #REF! | #REF! | #REF! | #REF!
#REF! | #REF! | #REF! | #REF! | #REF! | #REF! | #REF! | #REF! | #REF! | #REF! |  |  | #REF! | #REF! | #REF! | #REF!
#REF! | #REF! | #REF! | #REF! | #REF! | #REF! | #REF! | #REF! | #REF! | #REF! |  |  | #REF! | #REF! | #REF! | #REF!
#REF! | #REF! | #REF! | #REF! | #REF! | #REF! | #REF! | #REF! | #REF! | #REF! |  |  | #REF! | #REF! | #REF! | #REF!
#REF! | #REF! | #REF! | #REF! | #REF! | #REF! | #REF! | #REF! | #REF! | #REF! |  |  | #REF! | #REF! | #REF! | #REF!
#REF! | #REF! | #REF! | #REF! | #REF! | #REF! | #REF! | #REF! | #REF! | #REF! |  |  | #REF! | #REF! | #REF! | #REF!
#REF! | #REF! | #REF! | #REF! | #REF! | #REF! | #REF! | #REF! | #REF! | #REF! |  |  | #REF! | #REF! | #REF! | #REF!
#REF! | #REF! | #REF! | #REF! | #REF! | #REF! | #REF! | #REF! | #REF! | #REF! |  |  | #REF! | #REF! | #REF! | #REF!
#REF! | #REF! | #REF! | #REF! | #REF! | #REF! | #REF! | #REF! | #REF! | #REF! |  |  | #REF! | #REF! | #REF! | #REF!
#REF! | #REF! | #REF! | #REF! | #REF! | #REF! | #REF! | #REF! | #REF! | #REF! |  |  | #REF! | #REF! | #REF! | #REF!
#REF! | #REF! | #REF! | #REF! | #REF! | #REF! | #REF! | #REF! | #REF! | #REF! |  |  | #REF! | #REF! | #REF! | #REF!
#REF! | #REF! | #REF! | #REF! | #REF! | #REF! | #REF! | #REF! | #REF! | #REF! |  |  | #REF! | #REF! | #REF! | #REF!
#REF! | #REF! | #REF! | #REF! | #REF! | #REF! | #REF! | #REF! | #REF! | #REF! |  |  | #REF! | #REF! | #REF! | #REF!
#REF! | #REF! | #REF! | #REF! | #REF! | #REF! | #REF! | #REF! | #REF! | #REF! |  |  | #REF! | #REF! | #REF! | #REF!
#REF! | #REF! | #REF! | #REF! | #REF! | #REF! | #REF! | #REF! | #REF! | #REF! |  |  | #REF! | #REF! | #REF! | #REF!
#REF! | #REF! | #REF! | #REF! | #REF! | #REF! | #REF! | #REF! | #REF! | #REF! |  |  | #REF! | #REF! | #REF! | #REF!
#REF! | #REF! | #REF! | #REF! | #REF! | #REF! | #REF! | #REF! | #REF! | #REF! |  |  | #REF! | #REF! | #REF! | #REF!
#REF! | #REF! | #REF! | #REF! | #REF! | #REF! | #REF! | #REF! | #REF! | #REF! |  |  | #REF! | #REF! | #REF! | #REF!
#REF! | #REF! | #REF! | #REF! | #REF! | #REF! | #REF! | #REF! | #REF! | #REF! |  |  | #REF! | #REF! | #REF! | #REF!
#REF! | #REF! | #REF! | #REF! | #REF! | #REF! | #REF! | #REF! | #REF! | #REF! |  |  | #REF! | #REF! | #REF! | #REF!
#REF! | #REF! | #REF! | #REF! | #REF! | #REF! | #REF! | #REF! | #REF! | #REF! |  |  | #REF! | #REF! | #REF! | #REF!
#REF! | #REF! | #REF! | #REF! | #REF! | #REF! | #REF! | #REF! | #REF! | #REF! |  |  | #REF! | #REF! | #REF! | #REF!
#REF! | #REF! | #REF! | #REF! | #REF! | #REF! | #REF! | #REF! | #REF! | #REF! |  |  | #REF! | #REF! | #REF! | #REF!
#REF! | #REF! | #REF! | #REF! | #REF! | #REF! | #REF! | #REF! | #REF! | #REF! |  |  | #REF! | #REF! | #REF! | #REF!
#REF! | #REF! | #REF! | #REF! | #REF! | #REF! | #REF! | #REF! | #REF! | #REF! |  |  | #REF! | #REF! | #REF! | #REF!
#REF! | #REF! | #REF! | #REF! | #REF! | #REF! | #REF! | #REF! | #REF! | #REF! |  |  | #REF! | #REF! | #REF! | #REF!
#REF! | #REF! | #REF! | #REF! | #REF! | #REF! | #REF! | #REF! | #REF! | #REF! |  |  | #REF! | #REF! | #REF! | #REF!
#REF! | #REF! | #REF! | #REF! | #REF! | #REF! | #REF! | #REF! | #REF! | #REF! |  |  | #REF! | #REF! | #REF! | #REF!
#REF! | #REF! | #REF! | #REF! | #REF! | #REF! | #REF! | #REF! | #REF! | #REF! |  |  | #REF! | #REF! | #REF! | #REF!
#REF! | #REF! | #REF! | #REF! | #REF! | #REF! | #REF! | #REF! | #REF! | #REF! |  |  | #REF! | #REF! | #REF! | #REF!
#REF! | #REF! | #REF! | #REF! | #REF! | #REF! | #REF! | #REF! | #REF! | #REF! |  |  | #REF! | #REF! | #REF! | #REF!
#REF! | #REF! | #REF! | #REF! | #REF! | #REF! | #REF! | #REF! | #REF! | #REF! |  |  | #REF! | #REF! | #REF! | #REF!
#REF! | #REF! | #REF! | #REF! | #REF! | #REF! | #REF! | #REF! | #REF! | #REF! |  |  | #REF! | #REF! | #REF! | #REF!
#REF! | #REF! | #REF! | #REF! | #REF! | #REF! | #REF! | #REF! | #REF! | #REF! |  |  | #REF! | #REF! | #REF! | #REF!
#REF! | #REF! | #REF! | #REF! | #REF! | #REF! | #REF! | #REF! | #REF! | #REF! |  |  | #REF! | #REF! | #REF! | #REF!
#REF! | #REF! | #REF! | #REF! | #REF! | #REF! | #REF! | #REF! | #REF! | #REF! |  |  | #REF! | #REF! | #REF! | #REF!
#REF! | #REF! | #REF! | #REF! | #REF! | #REF! | #REF! | #REF! | #REF! | #REF! |  |  | #REF! | #REF! | #REF! | #REF!
#REF! | #REF! | #REF! | #REF! | #REF! | #REF! | #REF! | #REF! | #REF! | #REF! |  |  | #REF! | #REF! | #REF! | #REF!
#REF! | #REF! | #REF! | #REF! | #REF! | #REF! | #REF! | #REF! | #REF! | #REF! |  |  | #REF! | #REF! | #REF! | #REF!
#REF! | #REF! | #REF! | #REF! | #REF! | #REF! | #REF! | #REF! | #REF! | #REF! |  |  | #REF! | #REF! | #REF! | #REF!
#REF! | #REF! | #REF! | #REF! | #REF! | #REF! | #REF! | #REF! | #REF! | #REF! |  |  | #REF! | #REF! | #REF! | #REF!
#REF! | #REF! | #REF! | #REF! | #REF! | #REF! | #REF! | #REF! | #REF! | #REF! |  |  | #REF! | #REF! | #REF! | #REF!
#REF! | #REF! | #REF! | #REF! | #REF! | #REF! | #REF! | #REF! | #REF! | #REF! |  |  | #REF! | #REF! | #REF! | #REF!
#REF! | #REF! | #REF! | #REF! | #REF! | #REF! | #REF! | #REF! | #REF! | #REF! |  |  | #REF! | #REF! | #REF! | #REF!
#REF! | #REF! | #REF! | #REF! | #REF! | #REF! | #REF! | #REF! | #REF! | #REF! |  |  | #REF! | #REF! | #REF! | #REF!
#REF! | #REF! | #REF! | #REF! | #REF! | #REF! | #REF! | #REF! | #REF! | #REF! |  |  | #REF! | #REF! | #REF! | #REF!
#REF! | #REF! | #REF! | #REF! | #REF! | #REF! | #REF! | #REF! | #REF! | #REF! |  |  | #REF! | #REF! | #REF! | #REF!
#REF! | #REF! | #REF! | #REF! | #REF! | #REF! | #REF! | #REF! | #REF! | #REF! |  |  | #REF! | #REF! | #REF! | #REF!
#REF! | #REF! | #REF! | #REF! | #REF! | #REF! | #REF! | #REF! | #REF! | #REF! |  |  | #REF! | #REF! | #REF! | #REF!
#REF! | #REF! | #REF! | #REF! | #REF! | #REF! | #REF! | #REF! | #REF! | #REF! |  |  | #REF! | #REF! | #REF! | #REF!
#REF! | #REF! | #REF! | #REF! | #REF! | #REF! | #REF! | #REF! | #REF! | #REF! |  |  | #REF! | #REF! | #REF! | #REF!
#REF! | #REF! | #REF! | #REF! | #REF! | #REF! | #REF! | #REF! | #REF! | #REF! |  |  | #REF! | #REF! | #REF! | #REF!
#REF! | #REF! | #REF! | #REF! | #REF! | #REF! | #REF! | #REF! | #REF! | #REF! |  |  | #REF! | #REF! | #REF! | #REF!
#REF! | #REF! | #REF! | #REF! | #REF! | #REF! | #REF! | #REF! | #REF! | #REF! |  |  | #REF! | #REF! | #REF! | #REF!
#REF! | #REF! | #REF! | #REF! | #REF! | #REF! | #REF! | #REF! | #REF! | #REF! |  |  | #REF! | #REF! | #REF! | #REF!
#REF! | #REF! | #REF! | #REF! | #REF! | #REF! | #REF! | #REF! | #REF! | #REF! |  |  | #REF! | #REF! | #REF! | #REF!
#REF! | #REF! | #REF! | #REF! | #REF! | #REF! | #REF! | #REF! | #REF! | #REF! |  |  | #REF! | #REF! | #REF! | #REF!
#REF! | #REF! | #REF! | #REF! | #REF! | #REF! | #REF! | #REF! | #REF! | #REF! |  |  | #REF! | #REF! | #REF! | #REF!
#REF! | #REF! | #REF! | #REF! | #REF! | #REF! | #REF! | #REF! | #REF! | #REF! |  |  | #REF! | #REF! | #REF! | #REF!
#REF! | #REF! | #REF! | #REF! | #REF! | #REF! | #REF! | #REF! | #REF! | #REF! |  |  | #REF! | #REF! | #REF! | #REF!
#REF! | #REF! | #REF! | #REF! | #REF! | #REF! | #REF! | #REF! | #REF! | #REF! |  |  | #REF! | #REF! | #REF! | #REF!
#REF! | #REF! | #REF! | #REF! | #REF! | #REF! | #REF! | #REF! | #REF! | #REF! |  |  | #REF! | #REF! | #REF! | #REF!
#REF! | #REF! | #REF! | #REF! | #REF! | #REF! | #REF! | #REF! | #REF! | #REF! |  |  | #REF! | #REF! | #REF! | #REF!
#REF! | #REF! | #REF! | #REF! | #REF! | #REF! | #REF! | #REF! | #REF! | #REF! |  |  | #REF! | #REF! | #REF! | #REF!
#REF! | #REF! | #REF! | #REF! | #REF! | #REF! | #REF! | #REF! | #REF! | #REF! |  |  | #REF! | #REF! | #REF! | #REF!
#REF! | #REF! | #REF! | #REF! | #REF! | #REF! | #REF! | #REF! | #REF! | #REF! |  |  | #REF! | #REF! | #REF! | #REF!
#REF! | #REF! | #REF! | #REF! | #REF! | #REF! | #REF! | #REF! | #REF! | #REF! |  |  | #REF! | #REF! | #REF! | #REF!
#REF! | #REF! | #REF! | #REF! | #REF! | #REF! | #REF! | #REF! | #REF! | #REF! |  |  | #REF! | #REF! | #REF! | #REF!
#REF! | #REF! | #REF! | #REF! | #REF! | #REF! | #REF! | #REF! | #REF! | #REF! |  |  | #REF! | #REF! | #REF! | #REF!
#REF! | #REF! | #REF! | #REF! | #REF! | #REF! | #REF! | #REF! | #REF! | #REF! |  |  | #REF! | #REF! | #REF! | #REF!
#REF! | #REF! | #REF! | #REF! | #REF! | #REF! | #REF! | #REF! | #REF! | #REF! |  |  | #REF! | #REF! | #REF! | #REF!
#REF! | #REF! | #REF! | #REF! | #REF! | #REF! | #REF! | #REF! | #REF! | #REF! |  |  | #REF! | #REF! | #REF! | #REF!
#REF! | #REF! | #REF! | #REF! | #REF! | #REF! | #REF! | #REF! | #REF! | #REF! |  |  | #REF! | #REF! | #REF! | #REF!
#REF! | #REF! | #REF! | #REF! | #REF! | #REF! | #REF! | #REF! | #REF! | #REF! |  |  | #REF! | #REF! | #REF! | #REF!
#REF! | #REF! | #REF! | #REF! | #REF! | #REF! | #REF! | #REF! | #REF! | #REF! |  |  | #REF! | #REF! | #REF! | #REF!
#REF! | #REF! | #REF! | #REF! | #REF! | #REF! | #REF! | #REF! | #REF! | #REF! |  |  | #REF! | #REF! | #REF! | #REF!
#REF! | #REF! | #REF! | #REF! | #REF! | #REF! | #REF! | #REF! | #REF! | #REF! |  |  | #REF! | #REF! | #REF! | #REF!
#REF! | #REF! | #REF! | #REF! | #REF! | #REF! | #REF! | #REF! | #REF! | #REF! |  |  | #REF! | #REF! | #REF! | #REF!
#REF! | #REF! | #REF! | #REF! | #REF! | #REF! | #REF! | #REF! | #REF! | #REF! |  |  | #REF! | #REF! | #REF! | #REF!
#REF! | #REF! | #REF! | #REF! | #REF! | #REF! | #REF! | #REF! | #REF! | #REF! |  |  | #REF! | #REF! | #REF! | #REF!
#REF! | #REF! | #REF! | #REF! | #REF! | #REF! | #REF! | #REF! | #REF! | #REF! |  |  | #REF! | #REF! | #REF! | #REF!
#REF! | #REF! | #REF! | #REF! | #REF! | #REF! | #REF! | #REF! | #REF! | #REF! |  |  | #REF! | #REF! | #REF! | #REF!
#REF! | #REF! | #REF! | #REF! | #REF! | #REF! | #REF! | #REF! | #REF! | #REF! |  |  | #REF! | #REF! | #REF! | #REF!
#REF! | #REF! | #REF! | #REF! | #REF! | #REF! | #REF! | #REF! | #REF! | #REF! |  |  | #REF! | #REF! | #REF! | #REF!
#REF! | #REF! | #REF! | #REF! | #REF! | #REF! | #REF! | #REF! | #REF! | #REF! |  |  | #REF! | #REF! | #REF! | #REF!
#REF! | #REF! | #REF! | #REF! | #REF! | #REF! | #REF! | #REF! | #REF! | #REF! |  |  | #REF! | #REF! | #REF! | #REF!
#REF! | #REF! | #REF! | #REF! | #REF! | #REF! | #REF! | #REF! | #REF! | #REF! |  |  | #REF! | #REF! | #REF! | #REF!
#REF! | #REF! | #REF! | #REF! | #REF! | #REF! | #REF! | #REF! | #REF! | #REF! |  |  | #REF! | #REF! | #REF! | #REF!
#REF! | #REF! | #REF! | #REF! | #REF! | #REF! | #REF! | #REF! | #REF! | #REF! |  |  | #REF! | #REF! | #REF! | #REF!
#REF! | #REF! | #REF! | #REF! | #REF! | #REF! | #REF! | #REF! | #REF! | #REF! |  |  | #REF! | #REF!
#REF! | #REF! | #REF! | #REF! | #REF! | #REF! | #REF! | #REF! | #REF! | #REF! |  |  | #REF! | #REF!
#REF! | #REF! | #REF! | #REF! | #REF! | #REF! | #REF! | #REF! | #REF! | #REF! |  |  | #REF! | #REF!
#REF! | #REF! | #REF! | #REF! | #REF! | #REF! | #REF! | #REF! | #REF! | #REF! |  |  | #REF! | #REF!
#REF! | #REF! | #REF! | #REF! | #REF! | #REF! | #REF! | #REF! | #REF! | #REF! |  |  | #REF! | #REF!
#REF! | #REF! | #REF! | #REF! | #REF! | #REF! | #REF! | #REF! | #REF! | #REF! |  |  | #REF! | #REF!
#REF! | #REF! | #REF! | #REF! | #REF! | #REF! | #REF! | #REF! | #REF! | #REF! |  |  | #REF! | #REF!
#REF! | #REF! | #REF! | #REF! | #REF! | #REF! | #REF! | #REF! | #REF! | #REF! |  |  | #REF! | #REF!
#REF! | #REF! | #REF! | #REF! | #REF! | #REF! | #REF! | #REF! | #REF! | #REF! |  |  | #REF! | #REF!
#REF! | #REF! | #REF! | #REF! | #REF! | #REF! | #REF! | #REF! | #REF! | #REF! |  |  | #REF! | #REF!
#REF! | #REF! | #REF! | #REF! | #REF! | #REF! | #REF! | #REF! | #REF! | #REF! |  |  | #REF! | #REF!
#REF! | #REF! | #REF! | #REF! | #REF! | #REF! | #REF! | #REF! | #REF! | #REF! |  |  | #REF! | #REF!
#REF! | #REF! | #REF! | #REF! | #REF! | #REF! | #REF! | #REF! | #REF! | #REF! |  |  | #REF! | #REF!
#REF! | #REF! | #REF! | #REF! | #REF! | #REF! | #REF! | #REF! | #REF! | #REF! |  |  | #REF! | #REF!
#REF! | #REF! | #REF! | #REF! | #REF! | #REF! | #REF! | #REF! | #REF! | #REF! |  |  | #REF! | #REF!
#REF! | #REF! | #REF! | #REF! | #REF! | #REF! | #REF! | #REF! | #REF! | #REF! |  |  | #REF! | #REF!
#REF! | #REF! | #REF! | #REF! | #REF! | #REF! | #REF! | #REF! | #REF! | #REF! |  |  | #REF! | #REF!
#REF! | #REF! | #REF! | #REF! | #REF! | #REF! | #REF! | #REF! | #REF! | #REF! |  |  | #REF! | #REF!
#REF! | #REF! | #REF! | #REF! | #REF! | #REF! | #REF! | #REF! | #REF! | #REF! |  |  | #REF! | #REF!
#REF! | #REF! | #REF! | #REF! | #REF! | #REF! | #REF! | #REF! | #REF! | #REF! |  |  | #REF! | #REF!
#REF! | #REF! | #REF! | #REF! | #REF! | #REF! | #REF! | #REF! | #REF! | #REF! |  |  | #REF! | #REF!
#REF! | #REF! | #REF! | #REF! | #REF! | #REF! | #REF! | #REF! | #REF! | #REF! |  |  | #REF! | #REF!
#REF! | #REF! | #REF! | #REF! | #REF! | #REF! | #REF! | #REF! | #REF! | #REF! |  |  | #REF! | #REF!
#REF! | #REF! | #REF! | #REF! | #REF! | #REF! | #REF! | #REF! | #REF! | #REF! |  |  | #REF! | #REF!
#REF! | #REF! | #REF! | #REF! | #REF! | #REF! | #REF! | #REF! | #REF! | #REF! |  |  | #REF! | #REF!
#REF! | #REF! | #REF! | #REF! | #REF! | #REF! | #REF! | #REF! | #REF! | #REF! |  |  | #REF! | #REF!
#REF! | #REF! | #REF! | #REF! | #REF! | #REF! | #REF! | #REF! | #REF! | #REF! |  |  | #REF! | #REF!
#REF! | #REF! | #REF! | #REF! | #REF! | #REF! | #REF! | #REF! | #REF! | #REF! |  |  | #REF! | #REF!
#REF! | #REF! | #REF! | #REF! | #REF! | #REF! | #REF! | #REF! | #REF! | #REF! |  |  | #REF! | #REF!
#REF! | #REF! | #REF! | #REF! | #REF! | #REF! | #REF! | #REF! | #REF! | #REF! |  |  | #REF! | #REF!
#REF! | #REF! | #REF! | #REF! | #REF! | #REF! | #REF! | #REF! | #REF! | #REF! |  |  | #REF! | #REF!
#REF! | #REF! | #REF! | #REF! | #REF! | #REF! | #REF! | #REF! | #REF! | #REF! |  |  | #REF! | #REF!
#REF! | #REF! | #REF! | #REF! | #REF! | #REF! | #REF! | #REF! | #REF! | #REF! |  |  | #REF! | #REF!
#REF! | #REF! | #REF! | #REF! | #REF! | #REF! | #REF! | #REF! | #REF! | #REF! |  |  | #REF! | #REF!
#REF! | #REF! | #REF! | #REF! | #REF! | #REF! | #REF! | #REF! | #REF! | #REF! |  |  | #REF! | #REF!
#REF! | #REF! | #REF! | #REF! | #REF! | #REF! | #REF! | #REF! | #REF! | #REF! |  |  | #REF! | #REF!
#REF! | #REF! | #REF! | #REF! | #REF! | #REF! | #REF! | #REF! | #REF! | #REF! |  |  | #REF! | #REF!
#REF! | #REF! | #REF! | #REF! | #REF! | #REF! | #REF! | #REF! | #REF! | #REF! |  |  | #REF! | #REF!
#REF! | #REF! | #REF! | #REF! | #REF! | #REF! | #REF! | #REF! | #REF! | #REF! |  |  | #REF! | #REF!
#REF! | #REF! | #REF! | #REF! | #REF! | #REF! | #REF! | #REF! | #REF! | #REF! |  |  | #REF! | #REF!
#REF! | #REF! | #REF! | #REF! | #REF! | #REF! | #REF! | #REF! | #REF! | #REF! |  |  | #REF! | #REF!
#REF! | #REF! | #REF! | #REF! | #REF! | #REF! | #REF! | #REF! | #REF! | #REF! |  |  | #REF! | #REF!
#REF! | #REF! | #REF! | #REF! | #REF! | #REF! | #REF! | #REF! | #REF! | #REF! |  |  | #REF! | #REF!
#REF! | #REF! | #REF! | #REF! | #REF! | #REF! | #REF! | #REF! | #REF! | #REF! |  |  | #REF! | #REF!
#REF! | #REF! | #REF! | #REF! | #REF! | #REF! | #REF! | #REF! | #REF! | #REF! |  |  | #REF! | #REF!
#REF! | #REF! | #REF! | #REF! | #REF! | #REF! | #REF! | #REF! | #REF! | #REF! |  |  | #REF! | #REF!
#REF! | #REF! | #REF! | #REF! | #REF! | #REF! | #REF! | #REF! | #REF! | #REF! |  |  | #REF! | #REF!
#REF! | #REF! | #REF! | #REF! | #REF! | #REF! | #REF! | #REF! | #REF! | #REF! |  |  | #REF! | #REF!
#REF! | #REF! | #REF! | #REF! | #REF! | #REF! | #REF! | #REF! | #REF! | #REF! |  |  | #REF! | #REF!
#REF! | #REF! | #REF! | #REF! | #REF! | #REF! | #REF! | #REF! | #REF! | #REF! |  |  | #REF! | #REF!
#REF! | #REF! | #REF! | #REF! | #REF! | #REF! | #REF! | #REF! | #REF! | #REF! |  |  | #REF! | #REF!
#REF! | #REF! | #REF! | #REF! | #REF! | #REF! | #REF! | #REF! | #REF! | #REF! |  |  | #REF! | #REF!
#REF! | #REF! | #REF! | #REF! | #REF! | #REF! | #REF! | #REF! | #REF! | #REF! |  |  | #REF! | #REF!
#REF! | #REF! | #REF! | #REF! | #REF! | #REF! | #REF! | #REF! | #REF! | #REF! |  |  | #REF! | #REF!
#REF! | #REF! | #REF! | #REF! | #REF! | #REF! | #REF! | #REF! | #REF! | #REF! |  |  | #REF! | #REF!
#REF! | #REF! | #REF! | #REF! | #REF! | #REF! | #REF! | #REF! | #REF! | #REF! |  |  | #REF! | #REF!
#REF! | #REF! | #REF! | #REF! | #REF! | #REF! | #REF! | #REF! | #REF! | #REF! |  |  | #REF! | #REF!
#REF! | #REF! | #REF! | #REF! | #REF! | #REF! | #REF! | #REF! | #REF! | #REF! |  |  | #REF! | #REF!
#REF! | #REF! | #REF! | #REF! | #REF! | #REF! | #REF! | #REF! | #REF! | #REF! |  |  | #REF! | #REF!
#REF! | #REF! | #REF! | #REF! | #REF! | #REF! | #REF! | #REF! | #REF! | #REF! |  |  | #REF! | #REF!
#REF! | #REF! | #REF! | #REF! | #REF! | #REF! | #REF! | #REF! | #REF! | #REF! |  |  | #REF! | #REF!
#REF! | #REF! | #REF! | #REF! | #REF! | #REF! | #REF! | #REF! | #REF! | #REF! |  |  | #REF! | #REF!
#REF! | #REF! | #REF! | #REF! | #REF! | #REF! | #REF! | #REF! | #REF! | #REF! |  |  | #REF! | #REF!
#REF! | #REF! | #REF! | #REF! | #REF! | #REF! | #REF! | #REF! | #REF! | #REF! |  |  | #REF! | #REF!
#REF! | #REF! | #REF! | #REF! | #REF! | #REF! | #REF! | #REF! | #REF! | #REF! |  |  | #REF! | #REF!
#REF! | #REF! | #REF! | #REF! | #REF! | #REF! | #REF! | #REF! | #REF! | #REF! |  |  | #REF! | #REF!
#REF! | #REF! | #REF! | #REF! | #REF! | #REF! | #REF! | #REF! | #REF! | #REF! |  |  | #REF! | #REF!
#REF! | #REF! | #REF! | #REF! | #REF! | #REF! | #REF! | #REF! | #REF! | #REF! |  |  | #REF! | #REF!
#REF! | #REF! | #REF! | #REF! | #REF! | #REF! | #REF! | #REF! | #REF! | #REF! |  |  | #REF! | #REF!
#REF! | #REF! | #REF! | #REF! | #REF! | #REF! | #REF! | #REF! | #REF! | #REF! |  |  | #REF! | #REF!
#REF! | #REF! | #REF! | #REF! | #REF! | #REF! | #REF! | #REF! | #REF! | #REF! |  |  | #REF! | #REF!
#REF! | #REF! | #REF! | #REF! | #REF! | #REF! | #REF! | #REF! | #REF! | #REF! |  |  | #REF! | #REF!
#REF! | #REF! | #REF! | #REF! | #REF! | #REF! | #REF! | #REF! | #REF! | #REF! |  |  | #REF! | #REF!
#REF! | #REF! | #REF! | #REF! | #REF! | #REF! | #REF! | #REF! | #REF! | #REF! |  |  | #REF! | #REF!
#REF! | #REF! | #REF! | #REF! | #REF! | #REF! | #REF! | #REF! | #REF! | #REF! |  |  | #REF! | #REF!
#REF! | #REF! | #REF! | #REF! | #REF! | #REF! | #REF! | #REF! | #REF! | #REF! |  |  | #REF! | #REF!
#REF! | #REF! | #REF! | #REF! | #REF! | #REF! | #REF! | #REF! | #REF! | #REF! |  |  | #REF! | #REF!
#REF! | #REF! | #REF! | #REF! | #REF! | #REF! | #REF! | #REF! | #REF! | #REF! |  |  | #REF! | #REF!
#REF! | #REF! | #REF! | #REF! | #REF! | #REF! | #REF! | #REF! | #REF! | #REF! |  |  | #REF! | #REF!
#REF! | #REF! | #REF! | #REF! | #REF! | #REF! | #REF! | #REF! | #REF! | #REF! |  |  | #REF! | #REF!
#REF! | #REF! | #REF! | #REF! | #REF! | #REF! | #REF! | #REF! | #REF! | #REF! |  |  | #REF! | #REF!
#REF! | #REF! | #REF! | #REF! | #REF! | #REF! | #REF! | #REF! | #REF! | #REF! |  |  | #REF! | #REF!
#REF! | #REF! | #REF! | #REF! | #REF! | #REF! | #REF! | #REF! | #REF! | #REF! |  |  | #REF! | #REF!
#REF! | #REF! | #REF! | #REF! | #REF! | #REF! | #REF! | #REF! | #REF! | #REF! |  |  | #REF! | #REF!
#REF! | #REF! | #REF! | #REF! | #REF! | #REF! | #REF! | #REF! | #REF! | #REF! |  |  | #REF! | #REF!
#REF! | #REF! | #REF! | #REF! | #REF! | #REF! | #REF! | #REF! | #REF! | #REF! |  |  | #REF! | #REF!
#REF! | #REF! | #REF! | #REF! | #REF! | #REF! | #REF! | #REF! | #REF! | #REF! |  |  | #REF! | #REF!
#REF! | #REF! | #REF! | #REF! | #REF! | #REF! | #REF! | #REF! | #REF! | #REF! |  |  | #REF! | #REF!
#REF! | #REF! | #REF! | #REF! | #REF! | #REF! | #REF! | #REF! | #REF! | #REF! |  |  | #REF! | #REF!
#REF! | #REF! | #REF! | #REF! | #REF! | #REF! | #REF! | #REF! | #REF! | #REF! |  |  | #REF! | #REF!
#REF! | #REF! | #REF! | #REF! | #REF! | #REF! | #REF! | #REF! | #REF! | #REF! |  |  | #REF! | #REF!
#REF! | #REF! | #REF! | #REF! | #REF! | #REF! | #REF! | #REF! | #REF! | #REF! |  |  | #REF! | #REF!
#REF! | #REF! | #REF! | #REF! | #REF! | #REF! | #REF! | #REF! | #REF! | #REF! |  |  | #REF! | #REF!
#REF! | #REF! | #REF! | #REF! | #REF! | #REF! | #REF! | #REF! | #REF! | #REF! |  |  | #REF! | #REF!
#REF! | #REF! | #REF! | #REF! | #REF! | #REF! | #REF! | #REF! | #REF! | #REF! |  |  | #REF! | #REF!
#REF! | #REF! | #REF! | #REF! | #REF! | #REF! | #REF! | #REF! | #REF! | #REF! |  |  | #REF! | #REF!
#REF! | #REF! | #REF! | #REF! | #REF! | #REF! | #REF! | #REF! | #REF! | #REF! |  |  | #REF! | #REF!
#REF! | #REF! | #REF! | #REF! | #REF! | #REF! | #REF! | #REF! | #REF! | #REF! |  |  | #REF! | #REF!
#REF! | #REF! | #REF! | #REF! | #REF! | #REF! | #REF! | #REF! | #REF! | #REF! |  |  | #REF! | #REF!
#REF! | #REF! | #REF! | #REF! | #REF! | #REF! | #REF! | #REF! | #REF! | #REF! |  |  | #REF! | #REF!
#REF! | #REF! | #REF! | #REF! | #REF! | #REF! | #REF! | #REF! | #REF! | #REF! |  |  | #REF! | #REF!
#REF! | #REF! | #REF! | #REF! | #REF! | #REF! | #REF! | #REF! | #REF! | #REF! |  |  | #REF! | #REF!
#REF! | #REF! | #REF! | #REF! | #REF! | #REF! | #REF! | #REF! | #REF! | #REF! |  |  | #REF! | #REF!
#REF! | #REF! | #REF! | #REF! | #REF! | #REF! | #REF! | #REF! | #REF! | #REF! |  |  | #REF! | #REF!
#REF! | #REF! | #REF! | #REF! | #REF! | #REF! | #REF! | #REF! | #REF! | #REF! |  |  | #REF! | #REF!
#REF! | #REF! | #REF! | #REF! | #REF! | #REF! | #REF! | #REF! | #REF! | #REF! |  |  | #REF! | #REF!
#REF! | #REF! | #REF! | #REF! | #REF! | #REF! | #REF! | #REF! | #REF! | #REF! |  |  | #REF! | #REF!
#REF! | #REF! | #REF! | #REF! | #REF! | #REF! | #REF! | #REF! | #REF! | #REF! |  |  | #REF! | #REF!
#REF! | #REF! | #REF! | #REF! | #REF! | #REF! | #REF! | #REF! | #REF! | #REF! |  |  | #REF! | #REF!
#REF! | #REF! | #REF! | #REF! | #REF! | #REF! | #REF! | #REF! | #REF! | #REF! |  |  | #REF! | #REF!
#REF! | #REF! | #REF! | #REF! | #REF! | #REF! | #REF! | #REF! | #REF! | #REF! |  |  | #REF! | #REF!
#REF! | #REF! | #REF! | #REF! | #REF! | #REF! | #REF! | #REF! | #REF! | #REF! |  |  | #REF! | #REF!
#REF! | #REF! | #REF! | #REF! | #REF! | #REF! | #REF! | #REF! | #REF! | #REF! |  |  | #REF! | #REF!
#REF! | #REF! | #REF! | #REF! | #REF! | #REF! | #REF! | #REF! | #REF! | #REF! |  |  | #REF! | #REF!
#REF! | #REF! | #REF! | #REF! | #REF! | #REF! | #REF! | #REF! | #REF! | #REF! |  |  | #REF! | #REF!
#REF! | #REF! | #REF! | #REF! | #REF! | #REF! | #REF! | #REF! | #REF! | #REF! |  |  | #REF! | #REF!
#REF! | #REF! | #REF! | #REF! | #REF! | #REF! | #REF! | #REF! | #REF! | #REF! |  |  | #REF! | #REF!
#REF! | #REF! | #REF! | #REF! | #REF! | #REF! | #REF! | #REF! | #REF! | #REF! |  |  | #REF! | #REF!
#REF! | #REF! | #REF! | #REF! | #REF! | #REF! | #REF! | #REF! | #REF! | #REF! |  |  | #REF! | #REF!
#REF! | #REF! | #REF! | #REF! | #REF! | #REF! | #REF! | #REF! | #REF! | #REF! |  |  | #REF! | #REF!
#REF! | #REF! | #REF! | #REF! | #REF! | #REF! | #REF! | #REF! | #REF! | #REF! |  |  | #REF! | #REF!
#REF! | #REF! | #REF! | #REF! | #REF! | #REF! | #REF! | #REF! | #REF! | #REF! |  |  | #REF! | #REF!
#REF! | #REF! | #REF! | #REF! | #REF! | #REF! | #REF! | #REF! | #REF! | #REF! |  |  | #REF! | #REF!
#REF! | #REF! | #REF! | #REF! | #REF! | #REF! | #REF! | #REF! | #REF! | #REF! |  |  | #REF! | #REF!
#REF! | #REF! | #REF! | #REF! | #REF! | #REF! | #REF! | #REF! | #REF! | #REF! |  |  | #REF! | #REF!
#REF! | #REF! | #REF! | #REF! | #REF! | #REF! | #REF! | #REF! | #REF! | #REF! |  |  | #REF! | #REF!
#REF! | #REF! | #REF! | #REF! | #REF! | #REF! | #REF! | #REF! | #REF! | #REF! |  |  | #REF! | #REF!
#REF! | #REF! | #REF! | #REF! | #REF! | #REF! | #REF! | #REF! | #REF! | #REF! |  |  | #REF! | #REF!
#REF! | #REF! | #REF! | #REF! | #REF! | #REF! | #REF! | #REF! | #REF! | #REF! |  |  | #REF! | #REF!
#REF! | #REF! | #REF! | #REF! | #REF! | #REF! | #REF! | #REF! | #REF! | #REF! |  |  | #REF! | #REF!
#REF! | #REF! | #REF! | #REF! | #REF! | #REF! | #REF! | #REF! | #REF! | #REF! |  |  | #REF! | #REF!
#REF! | #REF! | #REF! | #REF! | #REF! | #REF! | #REF! | #REF! | #REF! | #REF! |  |  | #REF! | #REF!
#REF! | #REF! | #REF! | #REF! | #REF! | #REF! | #REF! | #REF! | #REF! | #REF! |  |  | #REF! | #REF!
#REF! | #REF! | #REF! | #REF! | #REF! | #REF! | #REF! | #REF! | #REF! | #REF! |  |  | #REF! | #REF!
#REF! | #REF! | #REF! | #REF! | #REF! | #REF! | #REF! | #REF! | #REF! | #REF! |  |  | #REF! | #REF!
#REF! | #REF! | #REF! | #REF! | #REF! | #REF! | #REF! | #REF! | #REF! | #REF! |  |  | #REF! | #REF!
#REF! | #REF! | #REF! | #REF! | #REF! | #REF! | #REF! | #REF! | #REF! | #REF! |  |  | #REF! | #REF!
#REF! | #REF! | #REF! | #REF! | #REF! | #REF! | #REF! | #REF! | #REF! | #REF! |  |  | #REF! | #REF!
#REF! | #REF! | #REF! | #REF! | #REF! | #REF! | #REF! | #REF! | #REF! | #REF! |  |  | #REF! | #REF!
#REF! | #REF! | #REF! | #REF! | #REF! | #REF! | #REF! | #REF! | #REF! | #REF! |  |  | #REF! | #REF!
#REF! | #REF! | #REF! | #REF! | #REF! | #REF! | #REF! | #REF! | #REF! | #REF! |  |  | #REF! | #REF!
#REF! | #REF! | #REF! | #REF! | #REF! | #REF! | #REF! | #REF! | #REF! | #REF! |  |  | #REF! | #REF!
#REF! | #REF! | #REF! | #REF! | #REF! | #REF! | #REF! | #REF! | #REF! | #REF! |  |  | #REF! | #REF!
#REF! | #REF! | #REF! | #REF! | #REF! | #REF! | #REF! | #REF! | #REF! | #REF! |  |  | #REF! | #REF!
#REF! | #REF! | #REF! | #REF! | #REF! | #REF! | #REF! | #REF! | #REF! | #REF! |  |  | #REF! | #REF!
#REF! | #REF! | #REF! | #REF! | #REF! | #REF! | #REF! | #REF! | #REF! | #REF! |  |  | #REF! | #REF!
#REF! | #REF! | #REF! | #REF! | #REF! | #REF! | #REF! | #REF! | #REF! | #REF! |  |  | #REF! | #REF!
#REF! | #REF! | #REF! | #REF! | #REF! | #REF! | #REF! | #REF! | #REF! | #REF! |  |  | #REF! | #REF!
#REF! | #REF! | #REF! | #REF! | #REF! | #REF! | #REF! | #REF! | #REF! | #REF! |  |  | #REF! | #REF!
#REF! | #REF! | #REF! | #REF! | #REF! | #REF! | #REF! | #REF! | #REF! | #REF! |  |  | #REF! | #REF!
#REF! | #REF! | #REF! | #REF! | #REF! | #REF! | #REF! | #REF! | #REF! | #REF! |  |  | #REF! | #REF!
#REF! | #REF! | #REF! | #REF! | #REF! | #REF! | #REF! | #REF! | #REF! | #REF! |  |  | #REF! | #REF!
#REF! | #REF! | #REF! | #REF! | #REF! | #REF! | #REF! | #REF! | #REF! | #REF! |  |  | #REF! | #REF!
#REF! | #REF! | #REF! | #REF! | #REF! | #REF! | #REF! | #REF! | #REF! | #REF! |  |  | #REF! | #REF!
#REF! | #REF! | #REF! | #REF! | #REF! | #REF! | #REF! | #REF! | #REF! | #REF! |  |  | #REF! | #REF!
#REF! | #REF! | #REF! | #REF! | #REF! | #REF! | #REF! | #REF! | #REF! | #REF! |  |  | #REF! | #REF!
#REF! | #REF! | #REF! | #REF! | #REF! | #REF! | #REF! | #REF! | #REF! | #REF! |  |  | #REF! | #REF!
#REF! | #REF! | #REF! | #REF! | #REF! | #REF! | #REF! | #REF! | #REF! | #REF! |  |  | #REF! | #REF!
#REF! | #REF! | #REF! | #REF! | #REF! | #REF! | #REF! | #REF! | #REF! | #REF! |  |  | #REF! | #REF!
#REF! | #REF! | #REF! | #REF! | #REF! | #REF! | #REF! | #REF! | #REF! | #REF! |  |  | #REF! | #REF!
#REF! | #REF! | #REF! | #REF! | #REF! | #REF! | #REF! | #REF! | #REF! | #REF! |  |  | #REF! | #REF!
#REF! | #REF! | #REF! | #REF! | #REF! | #REF! | #REF! | #REF! | #REF! | #REF! |  |  | #REF! | #REF!
#REF! | #REF! | #REF! | #REF! | #REF! | #REF! | #REF! | #REF! | #REF! | #REF! |  |  | #REF! | #REF!
#REF! | #REF! | #REF! | #REF! | #REF! | #REF! | #REF! | #REF! | #REF! | #REF! |  |  | #REF! | #REF!
#REF! | #REF! | #REF! | #REF! | #REF! | #REF! | #REF! | #REF! | #REF! | #REF! |  |  | #REF! | #REF!
#REF! | #REF! | #REF! | #REF! | #REF! | #REF! | #REF! | #REF! | #REF! | #REF! |  |  | #REF! | #REF!
#REF! | #REF! | #REF! | #REF! | #REF! | #REF! | #REF! | #REF! | #REF! | #REF! |  |  | #REF! | #REF!
#REF! | #REF! | #REF! | #REF! | #REF! | #REF! | #REF! | #REF! | #REF! | #REF! |  |  | #REF! | #REF!
#REF! | #REF! | #REF! | #REF! | #REF! | #REF! | #REF! | #REF! | #REF! | #REF! |  |  | #REF! | #REF!
#REF! | #REF! | #REF! | #REF! | #REF! | #REF! | #REF! | #REF! | #REF! | #REF! |  |  | #REF! | #REF!
#REF! | #REF! | #REF! | #REF! | #REF! | #REF! | #REF! | #REF! | #REF! | #REF! |  |  | #REF! | #REF!
#REF! | #REF! | #REF! | #REF! | #REF! | #REF! | #REF! | #REF! | #REF! | #REF! |  |  | #REF! | #REF!
#REF! | #REF! | #REF! | #REF! | #REF! | #REF! | #REF! | #REF! | #REF! | #REF! |  |  | #REF! | #REF!
#REF! | #REF! | #REF! | #REF! | #REF! | #REF! | #REF! | #REF! | #REF! | #REF! |  |  | #REF! | #REF!
#REF! | #REF! | #REF! | #REF! | #REF! | #REF! | #REF! | #REF! | #REF! | #REF! |  |  | #REF! | #REF!
#REF! | #REF! | #REF! | #REF! | #REF! | #REF! | #REF! | #REF! | #REF! | #REF! |  |  | #REF! | #REF!
#REF! | #REF! | #REF! | #REF! | #REF! | #REF! | #REF! | #REF! | #REF! | #REF! |  |  | #REF! | #REF!
#REF! | #REF! | #REF! | #REF! | #REF! | #REF! | #REF! | #REF! | #REF! | #REF! |  |  | #REF! | #REF!
#REF! | #REF! | #REF! | #REF! | #REF! | #REF! | #REF! | #REF! | #REF! | #REF! |  |  | #REF! | #REF!
#REF! | #REF! | #REF! | #REF! | #REF! | #REF! | #REF! | #REF! | #REF! | #REF! |  |  | #REF! | #REF!
#REF! | #REF! | #REF! | #REF! | #REF! | #REF! | #REF! | #REF! | #REF! | #REF! |  |  | #REF! | #REF!
#REF! | #REF! | #REF! | #REF! | #REF! | #REF! | #REF! | #REF! | #REF! | #REF! |  |  | #REF! | #REF!
#REF! | #REF! | #REF! | #REF! | #REF! | #REF! | #REF! | #REF! | #REF! | #REF! |  |  | #REF! | #REF!
#REF! | #REF! | #REF! | #REF! | #REF! | #REF! | #REF! | #REF! | #REF! | #REF! |  |  | #REF! | #REF!
#REF! | #REF! | #REF! | #REF! | #REF! | #REF! | #REF! | #REF! | #REF! | #REF! |  |  | #REF! | #REF!
#REF! | #REF! | #REF! | #REF! | #REF! | #REF! | #REF! | #REF! | #REF! | #REF! |  |  | #REF! | #REF!
#REF! | #REF! | #REF! | #REF! | #REF! | #REF! | #REF! | #REF! | #REF! | #REF! |  |  | #REF! | #REF!
#REF! | #REF! | #REF! | #REF! | #REF! | #REF! | #REF! | #REF! | #REF! | #REF! |  |  | #REF! | #REF!
#REF! | #REF! | #REF! | #REF! | #REF! | #REF! | #REF! | #REF! | #REF! | #REF! |  |  | #REF! | #REF!
#REF! | #REF! | #REF! | #REF! | #REF! | #REF! | #REF! | #REF! | #REF! | #REF! |  |  | #REF! | #REF!
#REF! | #REF! | #REF! | #REF! | #REF! | #REF! | #REF! | #REF! | #REF! | #REF! |  |  | #REF! | #REF!
#REF! | #REF! | #REF! | #REF! | #REF! | #REF! | #REF! | #REF! | #REF! | #REF! |  |  | #REF! | #REF!
#REF! | #REF! | #REF! | #REF! | #REF! | #REF! | #REF! | #REF! | #REF! | #REF! |  |  | #REF! | #REF!
#REF! | #REF! | #REF! | #REF! | #REF! | #REF! | #REF! | #REF! | #REF! | #REF! |  |  | #REF! | #REF!
#REF! | #REF! | #REF! | #REF! | #REF! | #REF! | #REF! | #REF! | #REF! | #REF! |  |  | #REF! | #REF!
#REF! | #REF! | #REF! | #REF! | #REF! | #REF! | #REF! | #REF! | #REF! | #REF! |  |  | #REF! | #REF!
#REF! | #REF! | #REF! | #REF! | #REF! | #REF! | #REF! | #REF! | #REF! | #REF! |  |  | #REF! | #REF!
#REF! | #REF! | #REF! | #REF! | #REF! | #REF! | #REF! | #REF! | #REF! | #REF! |  |  | #REF! | #REF!
#REF! | #REF! | #REF! | #REF! | #REF! | #REF! | #REF! | #REF! | #REF! | #REF! |  |  | #REF! | #REF!
#REF! | #REF! | #REF! | #REF! | #REF! | #REF! | #REF! | #REF! | #REF! | #REF! |  |  | #REF! | #REF!
#REF! | #REF! | #REF! | #REF! | #REF! | #REF! | #REF! | #REF! | #REF! | #REF! |  |  | #REF! | #REF!
#REF! | #REF! | #REF! | #REF! | #REF! | #REF! | #REF! | #REF! | #REF! | #REF! |  |  | #REF! | #REF!
#REF! | #REF! | #REF! | #REF! | #REF! | #REF! | #REF! | #REF! | #REF! | #REF! |  |  | #REF! | #REF!
#REF! | #REF! | #REF! | #REF! | #REF! | #REF! | #REF! | #REF! | #REF! | #REF! |  |  | #REF! | #REF!
#REF! | #REF! | #REF! | #REF! | #REF! | #REF! | #REF! | #REF! | #REF! | #REF! |  |  | #REF! | #REF!
#REF! | #REF! | #REF! | #REF! | #REF! | #REF! | #REF! | #REF! | #REF! | #REF! |  |  | #REF! | #REF!
#REF! | #REF! | #REF! | #REF! | #REF! | #REF! | #REF! | #REF! | #REF! | #REF! |  |  | #REF! | #REF!
#REF! | #REF! | #REF! | #REF! | #REF! | #REF! | #REF! | #REF! | #REF! | #REF! |  |  | #REF! | #REF!
#REF! | #REF! | #REF! | #REF! | #REF! | #REF! | #REF! | #REF! | #REF! | #REF! |  |  | #REF! | #REF!
#REF! | #REF! | #REF! | #REF! | #REF! | #REF! | #REF! | #REF! | #REF! | #REF! |  |  | #REF! | #REF!
#REF! | #REF! | #REF! | #REF! | #REF! | #REF! | #REF! | #REF! | #REF! | #REF! |  |  | #REF! | #REF!
#REF! | #REF! | #REF! | #REF! | #REF! | #REF! | #REF! | #REF! | #REF! | #REF! |  |  | #REF! | #REF!
#REF! | #REF! | #REF! | #REF! | #REF! | #REF! | #REF! | #REF! | #REF! | #REF! |  |  | #REF! | #REF!
#REF! | #REF! | #REF! | #REF! | #REF! | #REF! | #REF! | #REF! | #REF! | #REF! |  |  | #REF! | #REF!
#REF! | #REF! | #REF! | #REF! | #REF! | #REF! | #REF! | #REF! | #REF! | #REF! |  |  | #REF! | #REF!
#REF! | #REF! | #REF! | #REF! | #REF! | #REF! | #REF! | #REF! | #REF! | #REF! |  |  | #REF! | #REF!
#REF! | #REF! | #REF! | #REF! | #REF! | #REF! | #REF! | #REF! | #REF! | #REF! |  |  | #REF! | #REF!
#REF! | #REF! | #REF! | #REF! | #REF! | #REF! | #REF! | #REF! | #REF! | #REF! |  |  | #REF! | #REF!
#REF! | #REF! | #REF! | #REF! | #REF! | #REF! | #REF! | #REF! | #REF! | #REF! |  |  | #REF! | #REF!
#REF! | #REF! | #REF! | #REF! | #REF! | #REF! | #REF! | #REF! | #REF! | #REF! |  |  | #REF! | #REF!
#REF! | #REF! | #REF! | #REF! | #REF! | #REF! | #REF! | #REF! | #REF! | #REF! |  |  | #REF! | #REF!
#REF! | #REF! | #REF! | #REF! | #REF! | #REF! | #REF! | #REF! | #REF! | #REF! |  |  | #REF! | #REF!
#REF! | #REF! | #REF! | #REF! | #REF! | #REF! | #REF! | #REF! | #REF! | #REF! |  |  | #REF! | #REF!
#REF! | #REF! | #REF! | #REF! | #REF! | #REF! | #REF! | #REF! | #REF! | #REF! |  |  | #REF! | #REF!
#REF! | #REF! | #REF! | #REF! | #REF! | #REF! | #REF! | #REF! | #REF! | #REF! |  |  | #REF! | #REF!
#REF! | #REF! | #REF! | #REF! | #REF! | #REF! | #REF! | #REF! | #REF! | #REF! |  |  | #REF! | #REF!
#REF! | #REF! | #REF! | #REF! | #REF! | #REF! | #REF! | #REF! | #REF! | #REF! |  |  | #REF! | #REF!
#REF! | #REF! | #REF! | #REF! | #REF! | #REF! | #REF! | #REF! | #REF! | #REF! |  |  | #REF! | #REF!
#REF! | #REF! | #REF! | #REF! | #REF! | #REF! | #REF! | #REF! | #REF! | #REF! |  |  | #REF! | #REF!
#REF! | #REF! | #REF! | #REF! | #REF! | #REF! | #REF! | #REF! | #REF! | #REF! |  |  | #REF! | #REF!
#REF! | #REF! | #REF! | #REF! | #REF! | #REF! | #REF! | #REF! | #REF! | #REF! |  |  | #REF! | #REF!
#REF! | #REF! | #REF! | #REF! | #REF! | #REF! | #REF! | #REF! | #REF! | #REF! |  |  | #REF! | #REF!
#REF! | #REF! | #REF! | #REF! | #REF! | #REF! | #REF! | #REF! | #REF! | #REF! |  |  | #REF! | #REF!
#REF! | #REF! | #REF! | #REF! | #REF! | #REF! | #REF! | #REF! | #REF! | #REF! |  |  | #REF! | #REF!
#REF! | #REF! | #REF! | #REF! | #REF! | #REF! | #REF! | #REF! | #REF! | #REF! |  |  | #REF! | #REF!
#REF! | #REF! | #REF! | #REF! | #REF! | #REF! | #REF! | #REF! | #REF! | #REF! |  |  | #REF! | #REF!
#REF! | #REF! | #REF! | #REF! | #REF! | #REF! | #REF! | #REF! | #REF! | #REF! |  |  | #REF! | #REF!
#REF! | #REF! | #REF! | #REF! | #REF! | #REF! | #REF! | #REF! | #REF! | #REF! |  |  | #REF! | #REF!
#REF! | #REF! | #REF! | #REF! | #REF! | #REF! | #REF! | #REF! | #REF! | #REF! |  |  | #REF! | #REF!
#REF! | #REF! | #REF! | #REF! | #REF! | #REF! | #REF! | #REF! | #REF! | #REF! |  |  | #REF! | #REF!
#REF! | #REF! | #REF! | #REF! | #REF! | #REF! | #REF! | #REF! | #REF! | #REF! |  |  | #REF! | #REF!
#REF! | #REF! | #REF! | #REF! | #REF! | #REF! | #REF! | #REF! | #REF! | #REF! |  |  | #REF! | #REF!
#REF! | #REF! | #REF! | #REF! | #REF! | #REF! | #REF! | #REF! | #REF! | #REF! |  |  | #REF! | #REF!
#REF! | #REF! | #REF! | #REF! | #REF! | #REF! | #REF! | #REF! | #REF! | #REF! |  |  | #REF! | #REF!
#REF! | #REF! | #REF! | #REF! | #REF! | #REF! | #REF! | #REF! | #REF! | #REF! |  |  | #REF! | #REF!
#REF! | #REF! | #REF! | #REF! | #REF! | #REF! | #REF! | #REF! | #REF! | #REF! |  |  | #REF! | #REF!
#REF! | #REF! | #REF! | #REF! | #REF! | #REF! | #REF! | #REF! | #REF! | #REF! |  |  | #REF! | #REF!
#REF! | #REF! | #REF! | #REF! | #REF! | #REF! | #REF! | #REF! | #REF! | #REF! |  |  | #REF! | #REF!
#REF! | #REF! | #REF! | #REF! | #REF! | #REF! | #REF! | #REF! | #REF! | #REF! |  |  | #REF! | #REF!
#REF! | #REF! | #REF! | #REF! | #REF! | #REF! | #REF! | #REF! | #REF! | #REF! |  |  | #REF! | #REF!
#REF! | #REF! | #REF! | #REF! | #REF! | #REF! | #REF! | #REF! | #REF! | #REF! |  |  | #REF! | #REF!
#REF! | #REF! | #REF! | #REF! | #REF! | #REF! | #REF! | #REF! | #REF! | #REF! |  |  | #REF! | #REF!
#REF! | #REF! | #REF! | #REF! | #REF! | #REF! | #REF! | #REF! | #REF! | #REF! |  |  | #REF! | #REF!
#REF! | #REF! | #REF! | #REF! | #REF! | #REF! | #REF! | #REF! | #REF! | #REF! |  |  | #REF! | #REF!
#REF! | #REF! | #REF! | #REF! | #REF! | #REF! | #REF! | #REF! | #REF! | #REF! |  |  | #REF! | #REF!
#REF! | #REF! | #REF! | #REF! | #REF! | #REF! | #REF! | #REF! | #REF! | #REF! |  |  | #REF! | #REF!
#REF! | #REF! | #REF! | #REF! | #REF! | #REF! | #REF! | #REF! | #REF! | #REF! |  |  | #REF! | #REF!
#REF! | #REF! | #REF! | #REF! | #REF! | #REF! | #REF! | #REF! | #REF! | #REF! |  |  | #REF! | #REF!
#REF! | #REF! | #REF! | #REF! | #REF! | #REF! | #REF! | #REF! | #REF! | #REF! |  |  | #REF! | #REF!
#REF! | #REF! | #REF! | #REF! | #REF! | #REF! | #REF! | #REF! | #REF! | #REF! |  |  | #REF! | #REF!
#REF! | #REF! | #REF! | #REF! | #REF! | #REF! | #REF! | #REF! | #REF! | #REF! |  |  | #REF! | #REF!
#REF! | #REF! | #REF! | #REF! | #REF! | #REF! | #REF! | #REF! | #REF! | #REF! |  |  | #REF! | #REF!
#REF! | #REF! | #REF! | #REF! | #REF! | #REF! | #REF! | #REF! | #REF! | #REF! |  |  | #REF! | #REF!
#REF! | #REF! | #REF! | #REF! | #REF! | #REF! | #REF! | #REF! | #REF! | #REF! |  |  | #REF! | #REF!
#REF! | #REF! | #REF! | #REF! | #REF! | #REF! | #REF! | #REF! | #REF! | #REF! |  |  | #REF! | #REF!
#REF! | #REF! | #REF! | #REF! | #REF! | #REF! | #REF! | #REF! | #REF! | #REF! |  |  | #REF! | #REF!
#REF! | #REF! | #REF! | #REF! | #REF! | #REF! | #REF! | #REF! | #REF! | #REF! |  |  | #REF! | #REF!
#REF! | #REF! | #REF! | #REF! | #REF! | #REF! | #REF! | #REF! | #REF! | #REF! |  |  | #REF! | #REF!
#REF! | #REF! | #REF! | #REF! | #REF! | #REF! | #REF! | #REF! | #REF! | #REF! |  |  | #REF! | #REF!
#REF! | #REF! | #REF! | #REF! | #REF! | #REF! | #REF! | #REF! | #REF! | #REF! |  |  | #REF! | #REF!
#REF! | #REF! | #REF! | #REF! | #REF! | #REF! | #REF! | #REF! | #REF! | #REF! |  |  | #REF! | #REF!
#REF! | #REF! | #REF! | #REF! | #REF! | #REF! | #REF! | #REF! | #REF! | #REF! |  |  | #REF! | #REF!
#REF! | #REF! | #REF! | #REF! | #REF! | #REF! | #REF! | #REF! | #REF! | #REF! |  |  | #REF! | #REF!
#REF! | #REF! | #REF! | #REF! | #REF! | #REF! | #REF! | #REF! | #REF! | #REF! |  |  | #REF! | #REF!
#REF! | #REF! | #REF! | #REF! | #REF! | #REF! | #REF! | #REF! | #REF! | #REF! |  |  | #REF! | #REF!
#REF! | #REF! | #REF! | #REF! | #REF! | #REF! | #REF! | #REF! | #REF! | #REF! |  |  | #REF! | #REF!
#REF! | #REF! | #REF! | #REF! | #REF! | #REF! | #REF! | #REF! | #REF! | #REF! |  |  | #REF! | #REF!
#REF! | #REF! | #REF! | #REF! | #REF! | #REF! | #REF! | #REF! | #REF! | #REF! |  |  | #REF! | #REF!
#REF! | #REF! | #REF! | #REF! | #REF! | #REF! | #REF! | #REF! | #REF! | #REF! |  |  | #REF! | #REF!
#REF! | #REF! | #REF! | #REF! | #REF! | #REF! | #REF! | #REF! | #REF! | #REF! |  |  | #REF! | #REF!
#REF! | #REF! | #REF! | #REF! | #REF! | #REF! | #REF! | #REF! | #REF! | #REF! |  |  | #REF! | #REF!
#REF! | #REF! | #REF! | #REF! | #REF! | #REF! | #REF! | #REF! | #REF! | #REF! |  |  | #REF! | #REF!
#REF! | #REF! | #REF! | #REF! | #REF! | #REF! | #REF! | #REF! | #REF! | #REF! |  |  | #REF! | #REF!
#REF! | #REF! | #REF! | #REF! | #REF! | #REF! | #REF! | #REF! | #REF! | #REF! |  |  | #REF! | #REF!
#REF! | #REF! | #REF! | #REF! | #REF! | #REF! | #REF! | #REF! | #REF! | #REF! |  |  | #REF! | #REF!
#REF! | #REF! | #REF! | #REF! | #REF! | #REF! | #REF! | #REF! | #REF! | #REF! |  |  | #REF! | #REF!
#REF! | #REF! | #REF! | #REF! | #REF! | #REF! | #REF! | #REF! | #REF! | #REF! |  |  | #REF! | #REF!
#REF! | #REF! | #REF! | #REF! | #REF! | #REF! | #REF! | #REF! | #REF! | #REF! |  |  | #REF! | #REF!
#REF! | #REF! | #REF! | #REF! | #REF! | #REF! | #REF! | #REF! | #REF! | #REF! |  |  | #REF! | #REF!
#REF! | #REF! | #REF! | #REF! | #REF! | #REF! | #REF! | #REF! | #REF! | #REF! |  |  | #REF! | #REF!
#REF! | #REF! | #REF! | #REF! | #REF! | #REF! | #REF! | #REF! | #REF! | #REF! |  |  | #REF! | #REF!
#REF! | #REF! | #REF! | #REF! | #REF! | #REF! | #REF! | #REF! | #REF! | #REF! |  |  | #REF! | #REF!
#REF! | #REF! | #REF! | #REF! | #REF! | #REF! | #REF! | #REF! | #REF! | #REF! |  |  | #REF! | #REF!
#REF! | #REF! | #REF! | #REF! | #REF! | #REF! | #REF! | #REF! | #REF! | #REF! |  |  | #REF! | #REF!
#REF! | #REF! | #REF! | #REF! | #REF! | #REF! | #REF! | #REF! | #REF! | #REF! |  |  | #REF! | #REF!
#REF! | #REF! | #REF! | #REF! | #REF! | #REF! | #REF! | #REF! | #REF! | #REF! |  |  | #REF! | #REF!
#REF! | #REF! | #REF! | #REF! | #REF! | #REF! | #REF! | #REF! | #REF! | #REF! |  |  | #REF! | #REF!
#REF! | #REF! | #REF! | #REF! | #REF! | #REF! | #REF! | #REF! | #REF! | #REF! |  |  | #REF! | #REF!
#REF! | #REF! | #REF! | #REF! | #REF! | #REF! | #REF! | #REF! | #REF! | #REF! |  |  | #REF! | #REF!
#REF! | #REF! | #REF! | #REF! | #REF! | #REF! | #REF! | #REF! | #REF! | #REF! |  |  | #REF! | #REF!
#REF! | #REF! | #REF! | #REF! | #REF! | #REF! | #REF! | #REF! | #REF! | #REF! |  |  | #REF! | #REF!
#REF! | #REF! | #REF! | #REF! | #REF! | #REF! | #REF! | #REF! | #REF! | #REF! |  |  | #REF! | #REF!
#REF! | #REF! | #REF! | #REF! | #REF! | #REF! | #REF! | #REF! | #REF! | #REF! |  |  | #REF! | #REF!
#REF! | #REF! | #REF! | #REF! | #REF! | #REF! | #REF! | #REF! | #REF! | #REF! |  |  | #REF! | #REF!
| Total |  |  |  | #REF! | #REF! | #REF! | #REF! | #REF! | 0 | 0 | #REF! | #REF!
FY 2024-25
a) DPR Schemes
#REF!
1 | #REF! | [6 empty] | #REF! | #REF!
#REF! | #REF! | #REF! | #REF! | #REF! | #REF! | #REF! | #REF! | #REF! | #REF! |  |  | #REF! | #REF! | #REF! | #REF!
#REF! | #REF! | #REF! | #REF! | #REF! | #REF! | #REF! | #REF! | #REF! | #REF! |  |  | #REF! | #REF! | #REF! | #REF!
#REF! | #REF! | #REF! | #REF! | #REF! | #REF! | #REF! | #REF! | #REF! | #REF! |  |  | #REF! | #REF! | #REF! | #REF!
#REF! | #REF! | #REF! | #REF! | #REF! | #REF! | #REF! | #REF! | #REF! | #REF! |  |  | #REF! | #REF! | #REF! | #REF!
#REF! | #REF! | #REF! | #REF! | #REF! | #REF! | #REF! | #REF! | #REF! | #REF! |  |  | #REF! | #REF! | #REF! | #REF!
#REF! | #REF! | #REF! | #REF! | #REF! | #REF! | #REF! | #REF! | #REF! | #REF! |  |  | #REF! | #REF! | #REF! | #REF!
#REF! | #REF! | #REF! | #REF! | #REF! | #REF! | #REF! | #REF! | #REF! | #REF! |  |  | #REF! | #REF! | #REF! | #REF!
#REF! | #REF! | #REF! | #REF! | #REF! | #REF! | #REF! | #REF! | #REF! | #REF! |  |  | #REF! | #REF! | #REF! | #REF!
#REF! | #REF! | #REF! | #REF! | #REF! | #REF! | #REF! | #REF! | #REF! | #REF! |  |  | #REF! | #REF! | #REF! | #REF!
#REF! | #REF! | #REF! | #REF! | #REF! | #REF! | #REF! | #REF! | #REF! | #REF! |  |  | #REF! | #REF! | #REF! | #REF!
#REF! | #REF! | #REF! | #REF! | #REF! | #REF! | #REF! | #REF! | #REF! | #REF! |  |  | #REF! | #REF! | #REF! | #REF!
#REF! | #REF! | #REF! | #REF! | #REF! | #REF! | #REF! | #REF! | #REF! | #REF! |  |  | #REF! | #REF! | #REF! | #REF!
#REF! | #REF! | #REF! | #REF! | #REF! | #REF! | #REF! | #REF! | #REF! | #REF! |  |  | #REF! | #REF! | #REF! | #REF!
#REF! | #REF! | #REF! | #REF! | #REF! | #REF! | #REF! | #REF! | #REF! | #REF! |  |  | #REF! | #REF! | #REF! | #REF!
#REF! | #REF! | #REF! | #REF! | #REF! | #REF! | #REF! | #REF! | #REF! | #REF! |  |  | #REF! | #REF! | #REF! | #REF!
#REF! | #REF! | #REF! | #REF! | #REF! | #REF! | #REF! | #REF! | #REF! | #REF! |  |  | #REF! | #REF! | #REF! | #REF!
#REF! | #REF! | #REF! | #REF! | #REF! | #REF! | #REF! | #REF! | #REF! | #REF! |  |  | #REF! | #REF! | #REF! | #REF!
#REF! | #REF! | #REF! | #REF! | #REF! | #REF! | #REF! | #REF! | #REF! | #REF! |  |  | #REF! | #REF! | #REF! | #REF!
#REF! | #REF! | #REF! | #REF! | #REF! | #REF! | #REF! | #REF! | #REF! | #REF! |  |  | #REF! | #REF! | #REF! | #REF!
#REF! | #REF! | #REF! | #REF! | #REF! | #REF! | #REF! | #REF! | #REF! | #REF! |  |  | #REF! | #REF! | #REF! | #REF!
#REF! | #REF! | #REF! | #REF! | #REF! | #REF! | #REF! | #REF! | #REF! | #REF! |  |  | #REF! | #REF! | #REF! | #REF!
#REF! | #REF! | #REF! | #REF! | #REF! | #REF! | #REF! | #REF! | #REF! | #REF! |  |  | #REF! | #REF! | #REF! | #REF!
#REF! | #REF! | #REF! | #REF! | #REF! | #REF! | #REF! | #REF! | #REF! | #REF! |  |  | #REF! | #REF! | #REF! | #REF!
#REF! | #REF! | #REF! | #REF! | #REF! | #REF! | #REF! | #REF! | #REF! | #REF! |  |  | #REF! | #REF! | #REF! | #REF!
#REF! | #REF! | #REF! | #REF! | #REF! | #REF! | #REF! | #REF! | #REF! | #REF! |  |  | #REF! | #REF! | #REF! | #REF!
#REF! | #REF! | #REF! | #REF! | #REF! | #REF! | #REF! | #REF! | #REF! | #REF! |  |  | #REF! | #REF! | #REF! | #REF!
#REF! | #REF! | #REF! | #REF! | #REF! | #REF! | #REF! | #REF! | #REF! | #REF! |  |  | #REF! | #REF! | #REF! | #REF!
#REF! | #REF! | #REF! | #REF! | #REF! | #REF! | #REF! | #REF! | #REF! | #REF! |  |  | #REF! | #REF! | #REF! | #REF!
#REF! | #REF! | #REF! | #REF! | #REF! | #REF! | #REF! | #REF! | #REF! | #REF! |  |  | #REF! | #REF! | #REF! | #REF!
#REF! | #REF! | #REF! | #REF! | #REF! | #REF! | #REF! | #REF! | #REF! | #REF! |  |  | #REF! | #REF! | #REF! | #REF!
#REF! | #REF! | #REF! | #REF! | #REF! | #REF! | #REF! | #REF! | #REF! | #REF! |  |  | #REF! | #REF! | #REF! | #REF!
#REF! | #REF! | #REF! | #REF! | #REF! | #REF! | #REF! | #REF! | #REF! | #REF! |  |  | #REF! | #REF! | #REF! | #REF!
#REF! | #REF! | #REF! | #REF! | #REF! | #REF! | #REF! | #REF! | #REF! | #REF! |  |  | #REF! | #REF! | #REF! | #REF!
#REF! | #REF! | #REF! | #REF! | #REF! | #REF! | #REF! | #REF! | #REF! | #REF! |  |  | #REF! | #REF! | #REF! | #REF!
#REF! | #REF! | #REF! | #REF! | #REF! | #REF! | #REF! | #REF! | #REF! | #REF! |  |  | #REF! | #REF! | #REF! | #REF!
#REF! | #REF! | #REF! | #REF! | #REF! | #REF! | #REF! | #REF! | #REF! | #REF! |  |  | #REF! | #REF! | #REF! | #REF!
#REF! | #REF! | #REF! | #REF! | #REF! | #REF! | #REF! | #REF! | #REF! | #REF! |  |  | #REF! | #REF! | #REF! | #REF!
#REF! | #REF! | #REF! | #REF! | #REF! | #REF! | #REF! | #REF! | #REF! | #REF! |  |  | #REF! | #REF! | #REF! | #REF!
#REF! | #REF! | #REF! | #REF! | #REF! | #REF! | #REF! | #REF! | #REF! | #REF! |  |  | #REF! | #REF! | #REF! | #REF!
#REF! | #REF! | #REF! | #REF! | #REF! | #REF! | #REF! | #REF! | #REF! | #REF! |  |  | #REF! | #REF! | #REF! | #REF!
#REF! | #REF! | #REF! | #REF! | #REF! | #REF! | #REF! | #REF! | #REF! | #REF! |  |  | #REF! | #REF! | #REF! | #REF!
#REF! | #REF! | #REF! | #REF! | #REF! | #REF! | #REF! | #REF! | #REF! | #REF! |  |  | #REF! | #REF! | #REF! | #REF!
#REF! | #REF! | #REF! | #REF! | #REF! | #REF! | #REF! | #REF! | #REF! | #REF! |  |  | #REF! | #REF! | #REF! | #REF!
#REF! | #REF! | #REF! | #REF! | #REF! | #REF! | #REF! | #REF! | #REF! | #REF! |  |  | #REF! | #REF! | #REF! | #REF!
#REF! | #REF! | #REF! | #REF! | #REF! | #REF! | #REF! | #REF! | #REF! | #REF! |  |  | #REF! | #REF! | #REF! | #REF!
#REF! | #REF! | #REF! | #REF! | #REF! | #REF! | #REF! | #REF! | #REF! | #REF! |  |  | #REF! | #REF! | #REF! | #REF!
#REF! | #REF! | #REF! | #REF! | #REF! | #REF! | #REF! | #REF! | #REF! | #REF! |  |  | #REF! | #REF! | #REF! | #REF!
#REF! | #REF! | #REF! | #REF! | #REF! | #REF! | #REF! | #REF! | #REF! | #REF! |  |  | #REF! | #REF! | #REF! | #REF!
#REF! | #REF! | #REF! | #REF! | #REF! | #REF! | #REF! | #REF! | #REF! | #REF! |  |  | #REF! | #REF! | #REF! | #REF!
#REF! | #REF! | #REF! | #REF! | #REF! | #REF! | #REF! | #REF! | #REF! | #REF! |  |  | #REF! | #REF! | #REF! | #REF!
#REF! | #REF! | #REF! | #REF! | #REF! | #REF! | #REF! | #REF! | #REF! | #REF! |  |  | #REF! | #REF! | #REF! | #REF!
#REF! | #REF! | #REF! | #REF! | #REF! | #REF! | #REF! | #REF! | #REF! | #REF! |  |  | #REF! | #REF! | #REF! | #REF!
#REF! | #REF! | #REF! | #REF! | #REF! | #REF! | #REF! | #REF! | #REF! | #REF! |  |  | #REF! | #REF! | #REF! | #REF!
#REF! | #REF! | #REF! | #REF! | #REF! | #REF! | #REF! | #REF! | #REF! | #REF! |  |  | #REF! | #REF! | #REF! | #REF!
#REF! | #REF! | #REF! | #REF! | #REF! | #REF! | #REF! | #REF! | #REF! | #REF! |  |  | #REF! | #REF! | #REF! | #REF!
#REF! | #REF! | #REF! | #REF! | #REF! | #REF! | #REF! | #REF! | #REF! | #REF! |  |  | #REF! | #REF! | #REF! | #REF!
#REF! | #REF! | #REF! | #REF! | #REF! | #REF! | #REF! | #REF! | #REF! | #REF! |  |  | #REF! | #REF! | #REF! | #REF!
#REF! | #REF! | #REF! | #REF! | #REF! | #REF! | #REF! | #REF! | #REF! | #REF! |  |  | #REF! | #REF! | #REF! | #REF!
#REF! | #REF! | #REF! | #REF! | #REF! | #REF! | #REF! | #REF! | #REF! | #REF! |  |  | #REF! | #REF! | #REF! | #REF!
#REF! | #REF! | #REF! | #REF! | #REF! | #REF! | #REF! | #REF! | #REF! | #REF! |  |  | #REF! | #REF! | #REF! | #REF!
#REF! | #REF! | #REF! | #REF! | #REF! | #REF! | #REF! | #REF! | #REF! | #REF! |  |  | #REF! | #REF! | #REF! | #REF!
#REF! | #REF! | #REF! | #REF! | #REF! | #REF! | #REF! | #REF! | #REF! | #REF! |  |  | #REF! | #REF! | #REF! | #REF!
#REF! | #REF! | #REF! | #REF! | #REF! | #REF! | #REF! | #REF! | #REF! | #REF! |  |  | #REF! | #REF! | #REF! | #REF!
#REF! | #REF! | #REF! | #REF! | #REF! | #REF! | #REF! | #REF! | #REF! | #REF! |  |  | #REF! | #REF! | #REF! | #REF!
#REF! | #REF! | #REF! | #REF! | #REF! | #REF! | #REF! | #REF! | #REF! | #REF! |  |  | #REF! | #REF! | #REF! | #REF!
#REF! | #REF! | #REF! | #REF! | #REF! | #REF! | #REF! | #REF! | #REF! | #REF! |  |  | #REF! | #REF! | #REF! | #REF!
#REF! | #REF! | #REF! | #REF! | #REF! | #REF! | #REF! | #REF! | #REF! | #REF! |  |  | #REF! | #REF! | #REF! | #REF!
#REF! | #REF! | #REF! | #REF! | #REF! | #REF! | #REF! | #REF! | #REF! | #REF! |  |  | #REF! | #REF! | #REF! | #REF!
#REF! | #REF! | #REF! | #REF! | #REF! | #REF! | #REF! | #REF! | #REF! | #REF! |  |  | #REF! | #REF! | #REF! | #REF!
#REF! | #REF! | #REF! | #REF! | #REF! | #REF! | #REF! | #REF! | #REF! | #REF! |  |  | #REF! | #REF! | #REF! | #REF!
#REF! | #REF! | #REF! | #REF! | #REF! | #REF! | #REF! | #REF! | #REF! | #REF! |  |  | #REF! | #REF! | #REF! | #REF!
#REF! | #REF! | #REF! | #REF! | #REF! | #REF! | #REF! | #REF! | #REF! | #REF! |  |  | #REF! | #REF! | #REF! | #REF!
#REF! | #REF! | #REF! | #REF! | #REF! | #REF! | #REF! | #REF! | #REF! | #REF! |  |  | #REF! | #REF! | #REF! | #REF!
#REF! | #REF! | #REF! | #REF! | #REF! | #REF! | #REF! | #REF! | #REF! | #REF! |  |  | #REF! | #REF! | #REF! | #REF!
#REF! | #REF! | #REF! | #REF! | #REF! | #REF! | #REF! | #REF! | #REF! | #REF! |  |  | #REF! | #REF! | #REF! | #REF!
#REF! | #REF! | #REF! | #REF! | #REF! | #REF! | #REF! | #REF! | #REF! | #REF! |  |  | #REF! | #REF! | #REF! | #REF!
#REF! | #REF! | #REF! | #REF! | #REF! | #REF! | #REF! | #REF! | #REF! | #REF! |  |  | #REF! | #REF! | #REF! | #REF!
#REF! | #REF! | #REF! | #REF! | #REF! | #REF! | #REF! | #REF! | #REF! | #REF! |  |  | #REF! | #REF! | #REF! | #REF!
#REF! | #REF! | #REF! | #REF! | #REF! | #REF! | #REF! | #REF! | #REF! | #REF! |  |  | #REF! | #REF! | #REF! | #REF!
#REF! | #REF! | #REF! | #REF! | #REF! | #REF! | #REF! | #REF! | #REF! | #REF! |  |  | #REF! | #REF! | #REF! | #REF!
#REF! | #REF! | #REF! | #REF! | #REF! | #REF! | #REF! | #REF! | #REF! | #REF! |  |  | #REF! | #REF! | #REF! | #REF!
#REF! | #REF! | #REF! | #REF! | #REF! | #REF! | #REF! | #REF! | #REF! | #REF! |  |  | #REF! | #REF! | #REF! | #REF!
#REF! | #REF! | #REF! | #REF! | #REF! | #REF! | #REF! | #REF! | #REF! | #REF! |  |  | #REF! | #REF! | #REF! | #REF!
#REF! | #REF! | #REF! | #REF! | #REF! | #REF! | #REF! | #REF! | #REF! | #REF! |  |  | #REF! | #REF! | #REF! | #REF!
#REF! | #REF! | #REF! | #REF! | #REF! | #REF! | #REF! | #REF! | #REF! | #REF! |  |  | #REF! | #REF! | #REF! | #REF!
#REF! | #REF! | #REF! | #REF! | #REF! | #REF! | #REF! | #REF! | #REF! | #REF! |  |  | #REF! | #REF! | #REF! | #REF!
#REF! | #REF! | #REF! | #REF! | #REF! | #REF! | #REF! | #REF! | #REF! | #REF! |  |  | #REF! | #REF! | #REF! | #REF!
#REF! | #REF! | #REF! | #REF! | #REF! | #REF! | #REF! | #REF! | #REF! | #REF! |  |  | #REF! | #REF! | #REF! | #REF!
#REF! | #REF! | #REF! | #REF! | #REF! | #REF! | #REF! | #REF! | #REF! | #REF! |  |  | #REF! | #REF! | #REF! | #REF!
#REF! | #REF! | #REF! | #REF! | #REF! | #REF! | #REF! | #REF! | #REF! | #REF! |  |  | #REF! | #REF! | #REF! | #REF!
#REF! | #REF! | #REF! | #REF! | #REF! | #REF! | #REF! | #REF! | #REF! | #REF! |  |  | #REF! | #REF! | #REF! | #REF!
#REF! | #REF! | #REF! | #REF! | #REF! | #REF! | #REF! | #REF! | #REF! | #REF! |  |  | #REF! | #REF! | #REF! | #REF!
#REF! | #REF! | #REF! | #REF! | #REF! | #REF! | #REF! | #REF! | #REF! | #REF! |  |  | #REF! | #REF! | #REF! | #REF!
#REF! | #REF! | #REF! | #REF! | #REF! | #REF! | #REF! | #REF! | #REF! | #REF! |  |  | #REF! | #REF! | #REF! | #REF!
#REF! | #REF! | #REF! | #REF! | #REF! | #REF! | #REF! | #REF! | #REF! | #REF! |  |  | #REF! | #REF! | #REF! | #REF!
#REF! | #REF! | #REF! | #REF! | #REF! | #REF! | #REF! | #REF! | #REF! | #REF! |  |  | #REF! | #REF! | #REF! | #REF!
#REF! | #REF! | #REF! | #REF! | #REF! | #REF! | #REF! | #REF! | #REF! | #REF! |  |  | #REF! | #REF! | #REF! | #REF!
#REF! | #REF! | #REF! | #REF! | #REF! | #REF! | #REF! | #REF! | #REF! | #REF! |  |  | #REF! | #REF! | #REF! | #REF!
#REF! | #REF! | #REF! | #REF! | #REF! | #REF! | #REF! | #REF! | #REF! | #REF! |  |  | #REF! | #REF! | #REF! | #REF!
#REF! | #REF! | #REF! | #REF! | #REF! | #REF! | #REF! | #REF! | #REF! | #REF! |  |  | #REF! | #REF! | #REF! | #REF!
#REF! | #REF! | #REF! | #REF! | #REF! | #REF! | #REF! | #REF! | #REF! | #REF! |  |  | #REF! | #REF! | #REF! | #REF!
#REF! | #REF! | #REF! | #REF! | #REF! | #REF! | #REF! | #REF! | #REF! | #REF! |  |  | #REF! | #REF! | #REF! | #REF!
#REF! | #REF! | #REF! | #REF! | #REF! | #REF! | #REF! | #REF! | #REF! | #REF! |  |  | #REF! | #REF! | #REF! | #REF!
#REF! | #REF! | #REF! | #REF! | #REF! | #REF! | #REF! | #REF! | #REF! | #REF! |  |  | #REF! | #REF! | #REF! | #REF!
#REF! | #REF! | #REF! | #REF! | #REF! | #REF! | #REF! | #REF! | #REF! | #REF! |  |  | #REF! | #REF! | #REF! | #REF!
#REF! | #REF! | #REF! | #REF! | #REF! | #REF! | #REF! | #REF! | #REF! | #REF! |  |  | #REF! | #REF! | #REF! | #REF!
#REF! | #REF! | #REF! | #REF! | #REF! | #REF! | #REF! | #REF! | #REF! | #REF! |  |  | #REF! | #REF! | #REF! | #REF!
#REF! | #REF! | #REF! | #REF! | #REF! | #REF! | #REF! | #REF! | #REF! | #REF! |  |  | #REF! | #REF! | #REF! | #REF!
#REF! | #REF! | #REF! | #REF! | #REF! | #REF! | #REF! | #REF! | #REF! | #REF! |  |  | #REF! | #REF! | #REF! | #REF!
#REF! | #REF! | #REF! | #REF! | #REF! | #REF! | #REF! | #REF! | #REF! | #REF! |  |  | #REF! | #REF! | #REF! | #REF!
#REF! | #REF! | #REF! | #REF! | #REF! | #REF! | #REF! | #REF! | #REF! | #REF! |  |  | #REF! | #REF! | #REF! | #REF!
#REF! | #REF! | #REF! | #REF! | #REF! | #REF! | #REF! | #REF! | #REF! | #REF! |  |  | #REF! | #REF! | #REF! | #REF!
#REF! | #REF! | #REF! | #REF! | #REF! | #REF! | #REF! | #REF! | #REF! | #REF! |  |  | #REF! | #REF! | #REF! | #REF!
#REF! | #REF! | #REF! | #REF! | #REF! | #REF! | #REF! | #REF! | #REF! | #REF! |  |  | #REF! | #REF! | #REF! | #REF!
#REF! | #REF! | #REF! | #REF! | #REF! | #REF! | #REF! | #REF! | #REF! | #REF! |  |  | #REF! | #REF! | #REF! | #REF!
#REF! | #REF! | #REF! | #REF! | #REF! | #REF! | #REF! | #REF! | #REF! | #REF! |  |  | #REF! | #REF! | #REF! | #REF!
#REF! | #REF! | #REF! | #REF! | #REF! | #REF! | #REF! | #REF! | #REF! | #REF! |  |  | #REF! | #REF! | #REF! | #REF!
#REF! | #REF! | #REF! | #REF! | #REF! | #REF! | #REF! | #REF! | #REF! | #REF! |  |  | #REF! | #REF!
#REF! | #REF! | #REF! | #REF! | #REF! | #REF! | #REF! | #REF! | #REF! | #REF! |  |  | #REF! | #REF!
#REF! | #REF! | #REF! | #REF! | #REF! | #REF! | #REF! | #REF! | #REF! | #REF! |  |  | #REF! | #REF!
#REF! | #REF! | #REF! | #REF! | #REF! | #REF! | #REF! | #REF! | #REF! | #REF! |  |  | #REF! | #REF!
#REF! | #REF! | #REF! | #REF! | #REF! | #REF! | #REF! | #REF! | #REF! | #REF! |  |  | #REF! | #REF!
#REF! | #REF! | #REF! | #REF! | #REF! | #REF! | #REF! | #REF! | #REF! | #REF! |  |  | #REF! | #REF!
#REF! | #REF! | #REF! | #REF! | #REF! | #REF! | #REF! | #REF! | #REF! | #REF! |  |  | #REF! | #REF!
#REF! | #REF! | #REF! | #REF! | #REF! | #REF! | #REF! | #REF! | #REF! | #REF! |  |  | #REF! | #REF!
#REF! | #REF! | #REF! | #REF! | #REF! | #REF! | #REF! | #REF! | #REF! | #REF! |  |  | #REF! | #REF!
#REF! | #REF! | #REF! | #REF! | #REF! | #REF! | #REF! | #REF! | #REF! | #REF! |  |  | #REF! | #REF!
#REF! | #REF! | #REF! | #REF! | #REF! | #REF! | #REF! | #REF! | #REF! | #REF! |  |  | #REF! | #REF!
#REF! | #REF! | #REF! | #REF! | #REF! | #REF! | #REF! | #REF! | #REF! | #REF! |  |  | #REF! | #REF!
#REF! | #REF! | #REF! | #REF! | #REF! | #REF! | #REF! | #REF! | #REF! | #REF! |  |  | #REF! | #REF!
#REF! | #REF! | #REF! | #REF! | #REF! | #REF! | #REF! | #REF! | #REF! | #REF! |  |  | #REF! | #REF!
#REF! | #REF! | #REF! | #REF! | #REF! | #REF! | #REF! | #REF! | #REF! | #REF! |  |  | #REF! | #REF!
#REF! | #REF! | #REF! | #REF! | #REF! | #REF! | #REF! | #REF! | #REF! | #REF! |  |  | #REF! | #REF!
#REF! | #REF! | #REF! | #REF! | #REF! | #REF! | #REF! | #REF! | #REF! | #REF! |  |  | #REF! | #REF!
#REF! | #REF! | #REF! | #REF! | #REF! | #REF! | #REF! | #REF! | #REF! | #REF! |  |  | #REF! | #REF!
#REF! | #REF! | #REF! | #REF! | #REF! | #REF! | #REF! | #REF! | #REF! | #REF! |  |  | #REF! | #REF!
#REF! | #REF! | #REF! | #REF! | #REF! | #REF! | #REF! | #REF! | #REF! | #REF! |  |  | #REF! | #REF!
#REF! | #REF! | #REF! | #REF! | #REF! | #REF! | #REF! | #REF! | #REF! | #REF! |  |  | #REF! | #REF!
#REF! | #REF! | #REF! | #REF! | #REF! | #REF! | #REF! | #REF! | #REF! | #REF! |  |  | #REF! | #REF!
#REF! | #REF! | #REF! | #REF! | #REF! | #REF! | #REF! | #REF! | #REF! | #REF! |  |  | #REF! | #REF!
#REF! | #REF! | #REF! | #REF! | #REF! | #REF! | #REF! | #REF! | #REF! | #REF! |  |  | #REF! | #REF!
#REF! | #REF! | #REF! | #REF! | #REF! | #REF! | #REF! | #REF! | #REF! | #REF! |  |  | #REF! | #REF!
#REF! | #REF! | #REF! | #REF! | #REF! | #REF! | #REF! | #REF! | #REF! | #REF! |  |  | #REF! | #REF!
#REF! | #REF! | #REF! | #REF! | #REF! | #REF! | #REF! | #REF! | #REF! | #REF! |  |  | #REF! | #REF!
#REF! | #REF! | #REF! | #REF! | #REF! | #REF! | #REF! | #REF! | #REF! | #REF! |  |  | #REF! | #REF!
#REF! | #REF! | #REF! | #REF! | #REF! | #REF! | #REF! | #REF! | #REF! | #REF! |  |  | #REF! | #REF!
#REF! | #REF! | #REF! | #REF! | #REF! | #REF! | #REF! | #REF! | #REF! | #REF! |  |  | #REF! | #REF!
#REF! | #REF! | #REF! | #REF! | #REF! | #REF! | #REF! | #REF! | #REF! | #REF! |  |  | #REF! | #REF!
#REF! | #REF! | #REF! | #REF! | #REF! | #REF! | #REF! | #REF! | #REF! | #REF! |  |  | #REF! | #REF!
#REF! | #REF! | #REF! | #REF! | #REF! | #REF! | #REF! | #REF! | #REF! | #REF! |  |  | #REF! | #REF!
#REF! | #REF! | #REF! | #REF! | #REF! | #REF! | #REF! | #REF! | #REF! | #REF! |  |  | #REF! | #REF!
#REF! | #REF! | #REF! | #REF! | #REF! | #REF! | #REF! | #REF! | #REF! | #REF! |  |  | #REF! | #REF!
#REF! | #REF! | #REF! | #REF! | #REF! | #REF! | #REF! | #REF! | #REF! | #REF! |  |  | #REF! | #REF!
#REF! | #REF! | #REF! | #REF! | #REF! | #REF! | #REF! | #REF! | #REF! | #REF! |  |  | #REF! | #REF!
#REF! | #REF! | #REF! | #REF! | #REF! | #REF! | #REF! | #REF! | #REF! | #REF! |  |  | #REF! | #REF!
#REF! | #REF! | #REF! | #REF! | #REF! | #REF! | #REF! | #REF! | #REF! | #REF! |  |  | #REF! | #REF!
#REF! | #REF! | #REF! | #REF! | #REF! | #REF! | #REF! | #REF! | #REF! | #REF! |  |  | #REF! | #REF!
#REF! | #REF! | #REF! | #REF! | #REF! | #REF! | #REF! | #REF! | #REF! | #REF! |  |  | #REF! | #REF!
#REF! | #REF! | #REF! | #REF! | #REF! | #REF! | #REF! | #REF! | #REF! | #REF! |  |  | #REF! | #REF!
#REF! | #REF! | #REF! | #REF! | #REF! | #REF! | #REF! | #REF! | #REF! | #REF! |  |  | #REF! | #REF!
#REF! | #REF! | #REF! | #REF! | #REF! | #REF! | #REF! | #REF! | #REF! | #REF! |  |  | #REF! | #REF!
#REF! | #REF! | #REF! | #REF! | #REF! | #REF! | #REF! | #REF! | #REF! | #REF! |  |  | #REF! | #REF!
#REF! | #REF! | #REF! | #REF! | #REF! | #REF! | #REF! | #REF! | #REF! | #REF! |  |  | #REF! | #REF!
#REF! | #REF! | #REF! | #REF! | #REF! | #REF! | #REF! | #REF! | #REF! | #REF! |  |  | #REF! | #REF!
#REF! | #REF! | #REF! | #REF! | #REF! | #REF! | #REF! | #REF! | #REF! | #REF! |  |  | #REF! | #REF!
#REF! | #REF! | #REF! | #REF! | #REF! | #REF! | #REF! | #REF! | #REF! | #REF! |  |  | #REF! | #REF!
#REF! | #REF! | #REF! | #REF! | #REF! | #REF! | #REF! | #REF! | #REF! | #REF! |  |  | #REF! | #REF!
#REF! | #REF! | #REF! | #REF! | #REF! | #REF! | #REF! | #REF! | #REF! | #REF! |  |  | #REF! | #REF!
#REF! | #REF! | #REF! | #REF! | #REF! | #REF! | #REF! | #REF! | #REF! | #REF! |  |  | #REF! | #REF!
#REF! | #REF! | #REF! | #REF! | #REF! | #REF! | #REF! | #REF! | #REF! | #REF! |  |  | #REF! | #REF!
#REF! | #REF! | #REF! | #REF! | #REF! | #REF! | #REF! | #REF! | #REF! | #REF! |  |  | #REF! | #REF!
#REF! | #REF! | #REF! | #REF! | #REF! | #REF! | #REF! | #REF! | #REF! | #REF! |  |  | #REF! | #REF!
#REF! | #REF! | #REF! | #REF! | #REF! | #REF! | #REF! | #REF! | #REF! | #REF! |  |  | #REF! | #REF!
#REF! | #REF! | #REF! | #REF! | #REF! | #REF! | #REF! | #REF! | #REF! | #REF! |  |  | #REF! | #REF!
#REF! | #REF! | #REF! | #REF! | #REF! | #REF! | #REF! | #REF! | #REF! | #REF! |  |  | #REF! | #REF!
#REF! | #REF! | #REF! | #REF! | #REF! | #REF! | #REF! | #REF! | #REF! | #REF! |  |  | #REF! | #REF!
#REF! | #REF! | #REF! | #REF! | #REF! | #REF! | #REF! | #REF! | #REF! | #REF! |  |  | #REF! | #REF!
#REF! | #REF! | #REF! | #REF! | #REF! | #REF! | #REF! | #REF! | #REF! | #REF! |  |  | #REF! | #REF!
#REF! | #REF! | #REF! | #REF! | #REF! | #REF! | #REF! | #REF! | #REF! | #REF! |  |  | #REF! | #REF!
#REF! | #REF! | #REF! | #REF! | #REF! | #REF! | #REF! | #REF! | #REF! | #REF! |  |  | #REF! | #REF!
#REF! | #REF! | #REF! | #REF! | #REF! | #REF! | #REF! | #REF! | #REF! | #REF! |  |  | #REF! | #REF!
#REF! | #REF! | #REF! | #REF! | #REF! | #REF! | #REF! | #REF! | #REF! | #REF! |  |  | #REF! | #REF!
#REF! | #REF! | #REF! | #REF! | #REF! | #REF! | #REF! | #REF! | #REF! | #REF! |  |  | #REF! | #REF!
#REF! | #REF! | #REF! | #REF! | #REF! | #REF! | #REF! | #REF! | #REF! | #REF! |  |  | #REF! | #REF!
#REF! | #REF! | #REF! | #REF! | #REF! | #REF! | #REF! | #REF! | #REF! | #REF! |  |  | #REF! | #REF!
#REF! | #REF! | #REF! | #REF! | #REF! | #REF! | #REF! | #REF! | #REF! | #REF! |  |  | #REF! | #REF!
#REF! | #REF! | #REF! | #REF! | #REF! | #REF! | #REF! | #REF! | #REF! | #REF! |  |  | #REF! | #REF!
#REF! | #REF! | #REF! | #REF! | #REF! | #REF! | #REF! | #REF! | #REF! | #REF! |  |  | #REF! | #REF!
#REF! | #REF! | #REF! | #REF! | #REF! | #REF! | #REF! | #REF! | #REF! | #REF! |  |  | #REF! | #REF!
#REF! | #REF! | #REF! | #REF! | #REF! | #REF! | #REF! | #REF! | #REF! | #REF! |  |  | #REF! | #REF!
#REF! | #REF! | #REF! | #REF! | #REF! | #REF! | #REF! | #REF! | #REF! | #REF! |  |  | #REF! | #REF!
#REF! | #REF! | #REF! | #REF! | #REF! | #REF! | #REF! | #REF! | #REF! | #REF! |  |  | #REF! | #REF!
#REF! | #REF! | #REF! | #REF! | #REF! | #REF! | #REF! | #REF! | #REF! | #REF! |  |  | #REF! | #REF!
#REF! | #REF! | #REF! | #REF! | #REF! | #REF! | #REF! | #REF! | #REF! | #REF! |  |  | #REF! | #REF!
#REF! | #REF! | #REF! | #REF! | #REF! | #REF! | #REF! | #REF! | #REF! | #REF! |  |  | #REF! | #REF!
#REF! | #REF! | #REF! | #REF! | #REF! | #REF! | #REF! | #REF! | #REF! | #REF! |  |  | #REF! | #REF!
#REF! | #REF! | #REF! | #REF! | #REF! | #REF! | #REF! | #REF! | #REF! | #REF! |  |  | #REF! | #REF!
#REF! | #REF! | #REF! | #REF! | #REF! | #REF! | #REF! | #REF! | #REF! | #REF! |  |  | #REF! | #REF!
#REF! | #REF! | #REF! | #REF! | #REF! | #REF! | #REF! | #REF! | #REF! | #REF! |  |  | #REF! | #REF!
#REF! | #REF! | #REF! | #REF! | #REF! | #REF! | #REF! | #REF! | #REF! | #REF! |  |  | #REF! | #REF!
#REF! | #REF! | #REF! | #REF! | #REF! | #REF! | #REF! | #REF! | #REF! | #REF! |  |  | #REF! | #REF!
#REF! | #REF! | #REF! | #REF! | #REF! | #REF! | #REF! | #REF! | #REF! | #REF! |  |  | #REF! | #REF!
#REF! | #REF! | #REF! | #REF! | #REF! | #REF! | #REF! | #REF! | #REF! | #REF! |  |  | #REF! | #REF!
#REF! | #REF! | #REF! | #REF! | #REF! | #REF! | #REF! | #REF! | #REF! | #REF! |  |  | #REF! | #REF!
#REF! | #REF! | #REF! | #REF! | #REF! | #REF! | #REF! | #REF! | #REF! | #REF! |  |  | #REF! | #REF!
#REF! | #REF! | #REF! | #REF! | #REF! | #REF! | #REF! | #REF! | #REF! | #REF! |  |  | #REF! | #REF!
#REF! | #REF! | #REF! | #REF! | #REF! | #REF! | #REF! | #REF! | #REF! | #REF! |  |  | #REF! | #REF!
#REF! | #REF! | #REF! | #REF! | #REF! | #REF! | #REF! | #REF! | #REF! | #REF! |  |  | #REF! | #REF!
#REF! | #REF! | #REF! | #REF! | #REF! | #REF! | #REF! | #REF! | #REF! | #REF! |  |  | #REF! | #REF!
#REF! | #REF! | #REF! | #REF! | #REF! | #REF! | #REF! | #REF! | #REF! | #REF! |  |  | #REF! | #REF!
#REF! | #REF! | #REF! | #REF! | #REF! | #REF! | #REF! | #REF! | #REF! | #REF! |  |  | #REF! | #REF!
#REF! | #REF! | #REF! | #REF! | #REF! | #REF! | #REF! | #REF! | #REF! | #REF! |  |  | #REF! | #REF!
#REF! | #REF! | #REF! | #REF! | #REF! | #REF! | #REF! | #REF! | #REF! | #REF! |  |  | #REF! | #REF!
#REF! | #REF! | #REF! | #REF! | #REF! | #REF! | #REF! | #REF! | #REF! | #REF! |  |  | #REF! | #REF!
#REF! | #REF! | #REF! | #REF! | #REF! | #REF! | #REF! | #REF! | #REF! | #REF! |  |  | #REF! | #REF!
#REF! | #REF! | #REF! | #REF! | #REF! | #REF! | #REF! | #REF! | #REF! | #REF! |  |  | #REF! | #REF!
#REF! | #REF! | #REF! | #REF! | #REF! | #REF! | #REF! | #REF! | #REF! | #REF! |  |  | #REF! | #REF!
#REF! | #REF! | #REF! | #REF! | #REF! | #REF! | #REF! | #REF! | #REF! | #REF! |  |  | #REF! | #REF!
#REF! | #REF! | #REF! | #REF! | #REF! | #REF! | #REF! | #REF! | #REF! | #REF! |  |  | #REF! | #REF!
#REF! | #REF! | #REF! | #REF! | #REF! | #REF! | #REF! | #REF! | #REF! | #REF! |  |  | #REF! | #REF!
#REF! | #REF! | #REF! | #REF! | #REF! | #REF! | #REF! | #REF! | #REF! | #REF! |  |  | #REF! | #REF!
#REF! | #REF! | #REF! | #REF! | #REF! | #REF! | #REF! | #REF! | #REF! | #REF! |  |  | #REF! | #REF!
#REF! | #REF! | #REF! | #REF! | #REF! | #REF! | #REF! | #REF! | #REF! | #REF! |  |  | #REF! | #REF!
#REF! | #REF! | #REF! | #REF! | #REF! | #REF! | #REF! | #REF! | #REF! | #REF! |  |  | #REF! | #REF!
#REF! | #REF! | #REF! | #REF! | #REF! | #REF! | #REF! | #REF! | #REF! | #REF! |  |  | #REF! | #REF!
#REF! | #REF! | #REF! | #REF! | #REF! | #REF! | #REF! | #REF! | #REF! | #REF! |  |  | #REF! | #REF!
#REF! | #REF! | #REF! | #REF! | #REF! | #REF! | #REF! | #REF! | #REF! | #REF! |  |  | #REF! | #REF!
#REF! | #REF! | #REF! | #REF! | #REF! | #REF! | #REF! | #REF! | #REF! | #REF! |  |  | #REF! | #REF!
#REF! | #REF! | #REF! | #REF! | #REF! | #REF! | #REF! | #REF! | #REF! | #REF! |  |  | #REF! | #REF!
#REF! | #REF! | #REF! | #REF! | #REF! | #REF! | #REF! | #REF! | #REF! | #REF! |  |  | #REF! | #REF!
#REF! | #REF! | #REF! | #REF! | #REF! | #REF! | #REF! | #REF! | #REF! | #REF! |  |  | #REF! | #REF!
#REF! | #REF! | #REF! | #REF! | #REF! | #REF! | #REF! | #REF! | #REF! | #REF! |  |  | #REF! | #REF!
#REF! | #REF! | #REF! | #REF! | #REF! | #REF! | #REF! | #REF! | #REF! | #REF! |  |  | #REF! | #REF!
#REF! | #REF! | #REF! | #REF! | #REF! | #REF! | #REF! | #REF! | #REF! | #REF! |  |  | #REF! | #REF!
#REF! | #REF! | #REF! | #REF! | #REF! | #REF! | #REF! | #REF! | #REF! | #REF! |  |  | #REF! | #REF!
#REF! | #REF! | #REF! | #REF! | #REF! | #REF! | #REF! | #REF! | #REF! | #REF! |  |  | #REF! | #REF!
#REF! | #REF! | #REF! | #REF! | #REF! | #REF! | #REF! | #REF! | #REF! | #REF! |  |  | #REF! | #REF!
#REF! | #REF! | #REF! | #REF! | #REF! | #REF! | #REF! | #REF! | #REF! | #REF! |  |  | #REF! | #REF!
#REF! | #REF! | #REF! | #REF! | #REF! | #REF! | #REF! | #REF! | #REF! | #REF! |  |  | #REF! | #REF!
#REF! | #REF! | #REF! | #REF! | #REF! | #REF! | #REF! | #REF! | #REF! | #REF! |  |  | #REF! | #REF!
#REF! | #REF! | #REF! | #REF! | #REF! | #REF! | #REF! | #REF! | #REF! | #REF! |  |  | #REF! | #REF!
#REF! | #REF! | #REF! | #REF! | #REF! | #REF! | #REF! | #REF! | #REF! | #REF! |  |  | #REF! | #REF!
#REF! | #REF! | #REF! | #REF! | #REF! | #REF! | #REF! | #REF! | #REF! | #REF! |  |  | #REF! | #REF!
#REF! | #REF! | #REF! | #REF! | #REF! | #REF! | #REF! | #REF! | #REF! | #REF! |  |  | #REF! | #REF!
#REF! | #REF! | #REF! | #REF! | #REF! | #REF! | #REF! | #REF! | #REF! | #REF! |  |  | #REF! | #REF!
#REF! | #REF! | #REF! | #REF! | #REF! | #REF! | #REF! | #REF! | #REF! | #REF! |  |  | #REF! | #REF!
#REF! | #REF! | #REF! | #REF! | #REF! | #REF! | #REF! | #REF! | #REF! | #REF! |  |  | #REF! | #REF!
#REF! | #REF! | #REF! | #REF! | #REF! | #REF! | #REF! | #REF! | #REF! | #REF! |  |  | #REF! | #REF!
#REF! | #REF! | #REF! | #REF! | #REF! | #REF! | #REF! | #REF! | #REF! | #REF! |  |  | #REF! | #REF!
#REF! | #REF! | #REF! | #REF! | #REF! | #REF! | #REF! | #REF! | #REF! | #REF! |  |  | #REF! | #REF!
#REF! | #REF! | #REF! | #REF! | #REF! | #REF! | #REF! | #REF! | #REF! | #REF! |  |  | #REF! | #REF!
#REF! | #REF! | #REF! | #REF! | #REF! | #REF! | #REF! | #REF! | #REF! | #REF! |  |  | #REF! | #REF!
#REF! | #REF! | #REF! | #REF! | #REF! | #REF! | #REF! | #REF! | #REF! | #REF! |  |  | #REF! | #REF!
#REF! | #REF! | #REF! | #REF! | #REF! | #REF! | #REF! | #REF! | #REF! | #REF! |  |  | #REF! | #REF!
#REF! | #REF! | #REF! | #REF! | #REF! | #REF! | #REF! | #REF! | #REF! | #REF! |  |  | #REF! | #REF!
#REF! | #REF! | #REF! | #REF! | #REF! | #REF! | #REF! | #REF! | #REF! | #REF! |  |  | #REF! | #REF!
#REF! | #REF! | #REF! | #REF! | #REF! | #REF! | #REF! | #REF! | #REF! | #REF! |  |  | #REF! | #REF!
#REF! | #REF! | #REF! | #REF! | #REF! | #REF! | #REF! | #REF! | #REF! | #REF! |  |  | #REF! | #REF!
#REF! | #REF! | #REF! | #REF! | #REF! | #REF! | #REF! | #REF! | #REF! | #REF! |  |  | #REF! | #REF!
#REF! | #REF! | #REF! | #REF! | #REF! | #REF! | #REF! | #REF! | #REF! | #REF! |  |  | #REF! | #REF!
#REF! | #REF! | #REF! | #REF! | #REF! | #REF! | #REF! | #REF! | #REF! | #REF! |  |  | #REF! | #REF!
#REF! | #REF! | #REF! | #REF! | #REF! | #REF! | #REF! | #REF! | #REF! | #REF! |  |  | #REF! | #REF!
#REF! | #REF! | #REF! | #REF! | #REF! | #REF! | #REF! | #REF! | #REF! | #REF! |  |  | #REF! | #REF!
#REF! | #REF! | #REF! | #REF! | #REF! | #REF! | #REF! | #REF! | #REF! | #REF! |  |  | #REF! | #REF!
#REF! | #REF! | #REF! | #REF! | #REF! | #REF! | #REF! | #REF! | #REF! | #REF! |  |  | #REF! | #REF!
#REF! | #REF! | #REF! | #REF! | #REF! | #REF! | #REF! | #REF! | #REF! | #REF! |  |  | #REF! | #REF!
#REF! | #REF! | #REF! | #REF! | #REF! | #REF! | #REF! | #REF! | #REF! | #REF! |  |  | #REF! | #REF!
#REF! | #REF! | #REF! | #REF! | #REF! | #REF! | #REF! | #REF! | #REF! | #REF! |  |  | #REF! | #REF!
#REF! | #REF! | #REF! | #REF! | #REF! | #REF! | #REF! | #REF! | #REF! | #REF! |  |  | #REF! | #REF!
#REF! | #REF! | #REF! | #REF! | #REF! | #REF! | #REF! | #REF! | #REF! | #REF! |  |  | #REF! | #REF!
#REF! | #REF! | #REF! | #REF! | #REF! | #REF! | #REF! | #REF! | #REF! | #REF! |  |  | #REF! | #REF!
#REF! | #REF! | #REF! | #REF! | #REF! | #REF! | #REF! | #REF! | #REF! | #REF! |  |  | #REF! | #REF!
#REF! | #REF! | #REF! | #REF! | #REF! | #REF! | #REF! | #REF! | #REF! | #REF! |  |  | #REF! | #REF!
#REF! | #REF! | #REF! | #REF! | #REF! | #REF! | #REF! | #REF! | #REF! | #REF! |  |  | #REF! | #REF!
#REF! | #REF! | #REF! | #REF! | #REF! | #REF! | #REF! | #REF! | #REF! | #REF! |  |  | #REF! | #REF!
#REF! | #REF! | #REF! | #REF! | #REF! | #REF! | #REF! | #REF! | #REF! | #REF! |  |  | #REF! | #REF!
#REF! | #REF! | #REF! | #REF! | #REF! | #REF! | #REF! | #REF! | #REF! | #REF! |  |  | #REF! | #REF!
#REF! | #REF! | #REF! | #REF! | #REF! | #REF! | #REF! | #REF! | #REF! | #REF! |  |  | #REF! | #REF!
#REF! | #REF! | #REF! | #REF! | #REF! | #REF! | #REF! | #REF! | #REF! | #REF! |  |  | #REF! | #REF!
#REF! | #REF! | #REF! | #REF! | #REF! | #REF! | #REF! | #REF! | #REF! | #REF! |  |  | #REF! | #REF!
#REF! | #REF! | #REF! | #REF! | #REF! | #REF! | #REF! | #REF! | #REF! | #REF! |  |  | #REF! | #REF!
#REF! | #REF! | #REF! | #REF! | #REF! | #REF! | #REF! | #REF! | #REF! | #REF! |  |  | #REF! | #REF!
#REF! | #REF! | #REF! | #REF! | #REF! | #REF! | #REF! | #REF! | #REF! | #REF! |  |  | #REF! | #REF!
#REF! | #REF! | #REF! | #REF! | #REF! | #REF! | #REF! | #REF! | #REF! | #REF! |  |  | #REF! | #REF!
#REF! | #REF! | #REF! | #REF! | #REF! | #REF! | #REF! | #REF! | #REF! | #REF! |  |  | #REF! | #REF!
#REF! | #REF! | #REF! | #REF! | #REF! | #REF! | #REF! | #REF! | #REF! | #REF! |  |  | #REF! | #REF!
#REF! | #REF! | #REF! | #REF! | #REF! | #REF! | #REF! | #REF! | #REF! | #REF! |  |  | #REF! | #REF!
#REF! | #REF! | #REF! | #REF! | #REF! | #REF! | #REF! | #REF! | #REF! | #REF! |  |  | #REF! | #REF!
#REF! | #REF! | #REF! | #REF! | #REF! | #REF! | #REF! | #REF! | #REF! | #REF! |  |  | #REF! | #REF!
#REF! | #REF! | #REF! | #REF! | #REF! | #REF! | #REF! | #REF! | #REF! | #REF! |  |  | #REF! | #REF!
#REF! | #REF! | #REF! | #REF! | #REF! | #REF! | #REF! | #REF! | #REF! | #REF! |  |  | #REF! | #REF!
#REF! | #REF! | #REF! | #REF! | #REF! | #REF! | #REF! | #REF! | #REF! | #REF! |  |  | #REF! | #REF!
#REF! | #REF! | #REF! | #REF! | #REF! | #REF! | #REF! | #REF! | #REF! | #REF! |  |  | #REF! | #REF!
#REF! | #REF! | #REF! | #REF! | #REF! | #REF! | #REF! | #REF! | #REF! | #REF! |  |  | #REF! | #REF!
#REF! | #REF! | #REF! | #REF! | #REF! | #REF! | #REF! | #REF! | #REF! | #REF! |  |  | #REF! | #REF!
#REF! | #REF! | #REF! | #REF! | #REF! | #REF! | #REF! | #REF! | #REF! | #REF! |  |  | #REF! | #REF!
#REF! | #REF! | #REF! | #REF! | #REF! | #REF! | #REF! | #REF! | #REF! | #REF! |  |  | #REF! | #REF!
#REF! | #REF! | #REF! | #REF! | #REF! | #REF! | #REF! | #REF! | #REF! | #REF! |  |  | #REF! | #REF!
#REF! | #REF! | #REF! | #REF! | #REF! | #REF! | #REF! | #REF! | #REF! | #REF! |  |  | #REF! | #REF!
#REF! | #REF! | #REF! | #REF! | #REF! | #REF! | #REF! | #REF! | #REF! | #REF! |  |  | #REF! | #REF!
#REF! | #REF! | #REF! | #REF! | #REF! | #REF! | #REF! | #REF! | #REF! | #REF! |  |  | #REF! | #REF!
#REF! | #REF! | #REF! | #REF! | #REF! | #REF! | #REF! | #REF! | #REF! | #REF! |  |  | #REF! | #REF!
#REF! | #REF! | #REF! | #REF! | #REF! | #REF! | #REF! | #REF! | #REF! | #REF! |  |  | #REF! | #REF!
#REF! | #REF! | #REF! | #REF! | #REF! | #REF! | #REF! | #REF! | #REF! | #REF! |  |  | #REF! | #REF!
#REF! | #REF! | #REF! | #REF! | #REF! | #REF! | #REF! | #REF! | #REF! | #REF! |  |  | #REF! | #REF!
#REF! | #REF! | #REF! | #REF! | #REF! | #REF! | #REF! | #REF! | #REF! | #REF! |  |  | #REF! | #REF!
#REF! | #REF! | #REF! | #REF! | #REF! | #REF! | #REF! | #REF! | #REF! | #REF! |  |  | #REF! | #REF!
#REF! | #REF! | #REF! | #REF! | #REF! | #REF! | #REF! | #REF! | #REF! | #REF! |  |  | #REF! | #REF!
#REF! | #REF! | #REF! | #REF! | #REF! | #REF! | #REF! | #REF! | #REF! | #REF! |  |  | #REF! | #REF!
#REF! | #REF! | #REF! | #REF! | #REF! | #REF! | #REF! | #REF! | #REF! | #REF! |  |  | #REF! | #REF!
#REF! | #REF! | #REF! | #REF! | #REF! | #REF! | #REF! | #REF! | #REF! | #REF! |  |  | #REF! | #REF!
#REF! | #REF! | #REF! | #REF! | #REF! | #REF! | #REF! | #REF! | #REF! | #REF! |  |  | #REF! | #REF!
#REF! | #REF! | #REF! | #REF! | #REF! | #REF! | #REF! | #REF! | #REF! | #REF! |  |  | #REF! | #REF!
#REF! | #REF! | #REF! | #REF! | #REF! | #REF! | #REF! | #REF! | #REF! | #REF! |  |  | #REF! | #REF!
#REF! | #REF! | #REF! | #REF! | #REF! | #REF! | #REF! | #REF! | #REF! | #REF! |  |  | #REF! | #REF!
#REF! | #REF! | #REF! | #REF! | #REF! | #REF! | #REF! | #REF! | #REF! | #REF! |  |  | #REF! | #REF!
#REF! | #REF! | #REF! | #REF! | #REF! | #REF! | #REF! | #REF! | #REF! | #REF! |  |  | #REF! | #REF!
#REF! | #REF! | #REF! | #REF! | #REF! | #REF! | #REF! | #REF! | #REF! | #REF! |  |  | #REF! | #REF!
#REF! | #REF! | #REF! | #REF! | #REF! | #REF! | #REF! | #REF! | #REF! | #REF! |  |  | #REF! | #REF!
#REF! | #REF! | #REF! | #REF! | #REF! | #REF! | #REF! | #REF! | #REF! | #REF! |  |  | #REF! | #REF!
#REF! | #REF! | #REF! | #REF! | #REF! | #REF! | #REF! | #REF! | #REF! | #REF! |  |  | #REF! | #REF!
#REF! | #REF! | #REF! | #REF! | #REF! | #REF! | #REF! | #REF! | #REF! | #REF! |  |  | #REF! | #REF!
#REF! | #REF! | #REF! | #REF! | #REF! | #REF! | #REF! | #REF! | #REF! | #REF! |  |  | #REF! | #REF!
#REF! | #REF! | #REF! | #REF! | #REF! | #REF! | #REF! | #REF! | #REF! | #REF! |  |  | #REF! | #REF!
#REF! | #REF! | #REF! | #REF! | #REF! | #REF! | #REF! | #REF! | #REF! | #REF! |  |  | #REF! | #REF!
#REF! | #REF! | #REF! | #REF! | #REF! | #REF! | #REF! | #REF! | #REF! | #REF! |  |  | #REF! | #REF!
#REF! | #REF! | #REF! | #REF! | #REF! | #REF! | #REF! | #REF! | #REF! | #REF! |  |  | #REF! | #REF!
#REF! | #REF! | #REF! | #REF! | #REF! | #REF! | #REF! | #REF! | #REF! | #REF! |  |  | #REF! | #REF!
#REF! | #REF! | #REF! | #REF! | #REF! | #REF! | #REF! | #REF! | #REF! | #REF! |  |  | #REF! | #REF!
#REF! | #REF! | #REF! | #REF! | #REF! | #REF! | #REF! | #REF! | #REF! | #REF! |  |  | #REF! | #REF!
#REF! | #REF! | #REF! | #REF! | #REF! | #REF! | #REF! | #REF! | #REF! | #REF! |  |  | #REF! | #REF!
#REF! | #REF! | #REF! | #REF! | #REF! | #REF! | #REF! | #REF! | #REF! | #REF! |  |  | #REF! | #REF!
#REF! | #REF! | #REF! | #REF! | #REF! | #REF! | #REF! | #REF! | #REF! | #REF! |  |  | #REF! | #REF!
#REF! | #REF! | #REF! | #REF! | #REF! | #REF! | #REF! | #REF! | #REF! | #REF! |  |  | #REF! | #REF!
#REF! | #REF! | #REF! | #REF! | #REF! | #REF! | #REF! | #REF! | #REF! | #REF! |  |  | #REF! | #REF!
#REF! | #REF! | #REF! | #REF! | #REF! | #REF! | #REF! | #REF! | #REF! | #REF! |  |  | #REF! | #REF!
#REF! | #REF! | #REF! | #REF! | #REF! | #REF! | #REF! | #REF! | #REF! | #REF! |  |  | #REF! | #REF!
#REF! | #REF! | #REF! | #REF! | #REF! | #REF! | #REF! | #REF! | #REF! | #REF! |  |  | #REF! | #REF!
#REF! | #REF! | #REF! | #REF! | #REF! | #REF! | #REF! | #REF! | #REF! | #REF! |  |  | #REF! | #REF!
#REF! | #REF! | #REF! | #REF! | #REF! | #REF! | #REF! | #REF! | #REF! | #REF! |  |  | #REF! | #REF!
#REF! | #REF! | #REF! | #REF! | #REF! | #REF! | #REF! | #REF! | #REF! | #REF! |  |  | #REF! | #REF!
#REF! | #REF! | #REF! | #REF! | #REF! | #REF! | #REF! | #REF! | #REF! | #REF! |  |  | #REF! | #REF!
#REF! | #REF! | #REF! | #REF! | #REF! | #REF! | #REF! | #REF! | #REF! | #REF! |  |  | #REF! | #REF!
#REF! | #REF! | #REF! | #REF! | #REF! | #REF! | #REF! | #REF! | #REF! | #REF! |  |  | #REF! | #REF!
#REF! | #REF! | #REF! | #REF! | #REF! | #REF! | #REF! | #REF! | #REF! | #REF! |  |  | #REF! | #REF!
#REF! | #REF! | #REF! | #REF! | #REF! | #REF! | #REF! | #REF! | #REF! | #REF! |  |  | #REF! | #REF!
#REF! | #REF! | #REF! | #REF! | #REF! | #REF! | #REF! | #REF! | #REF! | #REF! |  |  | #REF! | #REF!
#REF! | #REF! | #REF! | #REF! | #REF! | #REF! | #REF! | #REF! | #REF! | #REF! |  |  | #REF! | #REF!
#REF! | #REF! | #REF! | #REF! | #REF! | #REF! | #REF! | #REF! | #REF! | #REF! |  |  | #REF! | #REF!
#REF! | #REF! | #REF! | #REF! | #REF! | #REF! | #REF! | #REF! | #REF! | #REF! |  |  | #REF! | #REF!
#REF! | #REF! | #REF! | #REF! | #REF! | #REF! | #REF! | #REF! | #REF! | #REF! |  |  | #REF! | #REF!
#REF! | #REF! | #REF! | #REF! | #REF! | #REF! | #REF! | #REF! | #REF! | #REF! |  |  | #REF! | #REF!
#REF! | #REF! | #REF! | #REF! | #REF! | #REF! | #REF! | #REF! | #REF! | #REF! |  |  | #REF! | #REF!
#REF! | #REF! | #REF! | #REF! | #REF! | #REF! | #REF! | #REF! | #REF! | #REF! |  |  | #REF! | #REF!
#REF! | #REF! | #REF! | #REF! | #REF! | #REF! | #REF! | #REF! | #REF! | #REF! |  |  | #REF! | #REF!
#REF! | #REF! | #REF! | #REF! | #REF! | #REF! | #REF! | #REF! | #REF! | #REF! |  |  | #REF! | #REF!
#REF! | #REF! | #REF! | #REF! | #REF! | #REF! | #REF! | #REF! | #REF! | #REF! |  |  | #REF! | #REF!
#REF! | #REF! | #REF! | #REF! | #REF! | #REF! | #REF! | #REF! | #REF! | #REF! |  |  | #REF! | #REF!
#REF! | #REF! | #REF! | #REF! | #REF! | #REF! | #REF! | #REF! | #REF! | #REF! |  |  | #REF! | #REF!
#REF! | #REF! | #REF! | #REF! | #REF! | #REF! | #REF! | #REF! | #REF! | #REF! |  |  | #REF! | #REF!
#REF! | #REF! | #REF! | #REF! | #REF! | #REF! | #REF! | #REF! | #REF! | #REF! |  |  | #REF! | #REF!
#REF! | #REF! | #REF! | #REF! | #REF! | #REF! | #REF! | #REF! | #REF! | #REF! |  |  | #REF! | #REF!
#REF! | #REF! | #REF! | #REF! | #REF! | #REF! | #REF! | #REF! | #REF! | #REF! |  |  | #REF! | #REF!
#REF! | #REF! | #REF! | #REF! | #REF! | #REF! | #REF! | #REF! | #REF! | #REF! |  |  | #REF! | #REF!
#REF! | #REF! | #REF! | #REF! | #REF! | #REF! | #REF! | #REF! | #REF! | #REF! |  |  | #REF! | #REF!
#REF! | #REF! | #REF! | #REF! | #REF! | #REF! | #REF! | #REF! | #REF! | #REF! |  |  | #REF! | #REF!
#REF! | #REF! | #REF! | #REF! | #REF! | #REF! | #REF! | #REF! | #REF! | #REF! |  |  | #REF! | #REF!
#REF! | #REF! | #REF! | #REF! | #REF! | #REF! | #REF! | #REF! | #REF! | #REF! |  |  | #REF! | #REF!
#REF! | #REF! | #REF! | #REF! | #REF! | #REF! | #REF! | #REF! | #REF! | #REF! |  |  | #REF! | #REF!
#REF! | #REF! | #REF! | #REF! | #REF! | #REF! | #REF! | #REF! | #REF! | #REF! |  |  | #REF! | #REF!
#REF! | #REF! | #REF! | #REF! | #REF! | #REF! | #REF! | #REF! | #REF! | #REF! |  |  | #REF! | #REF!
#REF! | #REF! | #REF! | #REF! | #REF! | #REF! | #REF! | #REF! | #REF! | #REF! |  |  | #REF! | #REF!
#REF! | #REF! | #REF! | #REF! | #REF! | #REF! | #REF! | #REF! | #REF! | #REF! |  |  | #REF! | #REF!
#REF! | #REF! | #REF! | #REF! | #REF! | #REF! | #REF! | #REF! | #REF! | #REF! |  |  | #REF! | #REF!
#REF! | #REF! | #REF! | #REF! | #REF! | #REF! | #REF! | #REF! | #REF! | #REF! |  |  | #REF! | #REF!
#REF! | #REF! | #REF! | #REF! | #REF! | #REF! | #REF! | #REF! | #REF! | #REF! |  |  | #REF! | #REF!
#REF! | #REF! | #REF! | #REF! | #REF! | #REF! | #REF! | #REF! | #REF! | #REF! |  |  | #REF! | #REF!
#REF! | #REF! | #REF! | #REF! | #REF! | #REF! | #REF! | #REF! | #REF! | #REF! |  |  | #REF! | #REF!
#REF! | #REF! | #REF! | #REF! | #REF! | #REF! | #REF! | #REF! | #REF! | #REF! |  |  | #REF! | #REF!
#REF! | #REF! | #REF! | #REF! | #REF! | #REF! | #REF! | #REF! | #REF! | #REF! |  |  | #REF! | #REF!
#REF! | #REF! | #REF! | #REF! | #REF! | #REF! | #REF! | #REF! | #REF! | #REF! |  |  | #REF! | #REF!
#REF! | #REF! | #REF! | #REF! | #REF! | #REF! | #REF! | #REF! | #REF! | #REF! |  |  | #REF! | #REF!
#REF! | #REF! | #REF! | #REF! | #REF! | #REF! | #REF! | #REF! | #REF! | #REF! |  |  | #REF! | #REF!
#REF! | #REF! | #REF! | #REF! | #REF! | #REF! | #REF! | #REF! | #REF! | #REF! |  |  | #REF! | #REF!
#REF! | #REF! | #REF! | #REF! | #REF! | #REF! | #REF! | #REF! | #REF! | #REF! |  |  | #REF! | #REF!
#REF! | #REF! | #REF! | #REF! | #REF! | #REF! | #REF! | #REF! | #REF! | #REF! |  |  | #REF! | #REF!
#REF! | #REF! | #REF! | #REF! | #REF! | #REF! | #REF! | #REF! | #REF! | #REF! |  |  | #REF! | #REF!
#REF! | #REF! | #REF! | #REF! | #REF! | #REF! | #REF! | #REF! | #REF! | #REF! |  |  | #REF! | #REF!
#REF! | #REF! | #REF! | #REF! | #REF! | #REF! | #REF! | #REF! | #REF! | #REF! |  |  | #REF! | #REF!
#REF! | #REF! | #REF! | #REF! | #REF! | #REF! | #REF! | #REF! | #REF! | #REF! |  |  | #REF! | #REF!
#REF! | #REF! | #REF! | #REF! | #REF! | #REF! | #REF! | #REF! | #REF! | #REF! |  |  | #REF! | #REF!
#REF! | #REF! | #REF! | #REF! | #REF! | #REF! | #REF! | #REF! | #REF! | #REF! |  |  | #REF! | #REF!
#REF! | #REF! | #REF! | #REF! | #REF! | #REF! | #REF! | #REF! | #REF! | #REF! |  |  | #REF! | #REF!
#REF! | #REF! | #REF! | #REF! | #REF! | #REF! | #REF! | #REF! | #REF! | #REF! |  |  | #REF! | #REF!
#REF! | #REF! | #REF! | #REF! | #REF! | #REF! | #REF! | #REF! | #REF! | #REF! |  |  | #REF! | #REF!
#REF! | #REF! | #REF! | #REF! | #REF! | #REF! | #REF! | #REF! | #REF! | #REF! |  |  | #REF! | #REF!
#REF! | #REF! | #REF! | #REF! | #REF! | #REF! | #REF! | #REF! | #REF! | #REF! |  |  | #REF! | #REF!
#REF! | #REF! | #REF! | #REF! | #REF! | #REF! | #REF! | #REF! | #REF! | #REF! |  |  | #REF! | #REF!
#REF! | #REF! | #REF! | #REF! | #REF! | #REF! | #REF! | #REF! | #REF! | #REF! |  |  | #REF! | #REF!
#REF! | #REF! | #REF! | #REF! | #REF! | #REF! | #REF! | #REF! | #REF! | #REF! |  |  | #REF! | #REF!
#REF! | #REF! | #REF! | #REF! | #REF! | #REF! | #REF! | #REF! | #REF! | #REF! |  |  | #REF! | #REF!
#REF! | #REF! | #REF! | #REF! | #REF! | #REF! | #REF! | #REF! | #REF! | #REF! |  |  | #REF! | #REF!
#REF! | #REF! | #REF! | #REF! | #REF! | #REF! | #REF! | #REF! | #REF! | #REF! |  |  | #REF! | #REF!
#REF! | #REF! | #REF! | #REF! | #REF! | #REF! | #REF! | #REF! | #REF! | #REF! |  |  | #REF! | #REF!
#REF! | #REF! | #REF! | #REF! | #REF! | #REF! | #REF! | #REF! | #REF! | #REF! |  |  | #REF! | #REF!
#REF! | #REF! | #REF! | #REF! | #REF! | #REF! | #REF! | #REF! | #REF! | #REF! |  |  | #REF! | #REF!
#REF! | #REF! | #REF! | #REF! | #REF! | #REF! | #REF! | #REF! | #REF! | #REF! |  |  | #REF! | #REF!
#REF! | #REF! | #REF! | #REF! | #REF! | #REF! | #REF! | #REF! | #REF! | #REF! |  |  | #REF! | #REF!
#REF! | #REF! | #REF! | #REF! | #REF! | #REF! | #REF! | #REF! | #REF! | #REF! |  |  | #REF! | #REF!
#REF! | #REF! | #REF! | #REF! | #REF! | #REF! | #REF! | #REF! | #REF! | #REF! |  |  | #REF! | #REF!
#REF! | #REF! | #REF! | #REF! | #REF! | #REF! | #REF! | #REF! | #REF! | #REF! |  |  | #REF! | #REF!
#REF! | #REF! | #REF! | #REF! | #REF! | #REF! | #REF! | #REF! | #REF! | #REF! |  |  | #REF! | #REF!
#REF! | #REF! | #REF! | #REF! | #REF! | #REF! | #REF! | #REF! | #REF! | #REF! |  |  | #REF! | #REF!
#REF! | #REF! | #REF! | #REF! | #REF! | #REF! | #REF! | #REF! | #REF! | #REF! |  |  | #REF! | #REF!
#REF! | #REF! | #REF! | #REF! | #REF! | #REF! | #REF! | #REF! | #REF! | #REF! |  |  | #REF! | #REF!
#REF! | #REF! | #REF! | #REF! | #REF! | #REF! | #REF! | #REF! | #REF! | #REF! |  |  | #REF! | #REF!
#REF! | #REF! | #REF! | #REF! | #REF! | #REF! | #REF! | #REF! | #REF! | #REF! |  |  | #REF! | #REF!
#REF! | #REF! | #REF! | #REF! | #REF! | #REF! | #REF! | #REF! | #REF! | #REF! |  |  | #REF! | #REF!
#REF! | #REF! | #REF! | #REF! | #REF! | #REF! | #REF! | #REF! | #REF! | #REF! |  |  | #REF! | #REF!
#REF! | #REF! | #REF! | #REF! | #REF! | #REF! | #REF! | #REF! | #REF! | #REF! |  |  | #REF! | #REF!
| Total |  |  |  | #REF! | #REF! | #REF! | #REF! | #REF! | 0 | 0 | #REF! | #REF!
FY 2025-26
a) DPR Schemes
#REF!
| #REF! | [6 empty] | #REF! | #REF!
1 | #REF! | [6 empty] | #REF! | #REF!
#REF! | #REF! | #REF! | #REF! | #REF! | #REF! | #REF! | #REF! | #REF! | #REF! |  |  | #REF! | #REF! | #REF! | #REF!
#REF! | #REF! | #REF! | #REF! | #REF! | #REF! | #REF! | #REF! | #REF! | #REF! |  |  | #REF! | #REF! | #REF! | #REF!
#REF! | #REF! | #REF! | #REF! | #REF! | #REF! | #REF! | #REF! | #REF! | #REF! |  |  | #REF! | #REF! | #REF! | #REF!
#REF! | #REF! | #REF! | #REF! | #REF! | #REF! | #REF! | #REF! | #REF! | #REF! |  |  | #REF! | #REF! | #REF! | #REF!
#REF! | #REF! | #REF! | #REF! | #REF! | #REF! | #REF! | #REF! | #REF! | #REF! |  |  | #REF! | #REF! | #REF! | #REF!
#REF! | #REF! | #REF! | #REF! | #REF! | #REF! | #REF! | #REF! | #REF! | #REF! |  |  | #REF! | #REF! | #REF! | #REF!
#REF! | #REF! | #REF! | #REF! | #REF! | #REF! | #REF! | #REF! | #REF! | #REF! |  |  | #REF! | #REF! | #REF! | #REF!
#REF! | #REF! | #REF! | #REF! | #REF! | #REF! | #REF! | #REF! | #REF! | #REF! |  |  | #REF! | #REF! | #REF! | #REF!
#REF! | #REF! | #REF! | #REF! | #REF! | #REF! | #REF! | #REF! | #REF! | #REF! |  |  | #REF! | #REF! | #REF! | #REF!
#REF! | #REF! | #REF! | #REF! | #REF! | #REF! | #REF! | #REF! | #REF! | #REF! |  |  | #REF! | #REF! | #REF! | #REF!
#REF! | #REF! | #REF! | #REF! | #REF! | #REF! | #REF! | #REF! | #REF! | #REF! |  |  | #REF! | #REF! | #REF! | #REF!
#REF! | #REF! | #REF! | #REF! | #REF! | #REF! | #REF! | #REF! | #REF! | #REF! |  |  | #REF! | #REF! | #REF! | #REF!
#REF! | #REF! | #REF! | #REF! | #REF! | #REF! | #REF! | #REF! | #REF! | #REF! |  |  | #REF! | #REF! | #REF! | #REF!
#REF! | #REF! | #REF! | #REF! | #REF! | #REF! | #REF! | #REF! | #REF! | #REF! |  |  | #REF! | #REF! | #REF! | #REF!
#REF! | #REF! | #REF! | #REF! | #REF! | #REF! | #REF! | #REF! | #REF! | #REF! |  |  | #REF! | #REF! | #REF! | #REF!
#REF! | #REF! | #REF! | #REF! | #REF! | #REF! | #REF! | #REF! | #REF! | #REF! |  |  | #REF! | #REF! | #REF! | #REF!
#REF! | #REF! | #REF! | #REF! | #REF! | #REF! | #REF! | #REF! | #REF! | #REF! |  |  | #REF! | #REF! | #REF! | #REF!
#REF! | #REF! | #REF! | #REF! | #REF! | #REF! | #REF! | #REF! | #REF! | #REF! |  |  | #REF! | #REF! | #REF! | #REF!
#REF! | #REF! | #REF! | #REF! | #REF! | #REF! | #REF! | #REF! | #REF! | #REF! |  |  | #REF! | #REF! | #REF! | #REF!
#REF! | #REF! | #REF! | #REF! | #REF! | #REF! | #REF! | #REF! | #REF! | #REF! |  |  | #REF! | #REF! | #REF! | #REF!
#REF! | #REF! | #REF! | #REF! | #REF! | #REF! | #REF! | #REF! | #REF! | #REF! |  |  | #REF! | #REF! | #REF! | #REF!
#REF! | #REF! | #REF! | #REF! | #REF! | #REF! | #REF! | #REF! | #REF! | #REF! |  |  | #REF! | #REF! | #REF! | #REF!
#REF! | #REF! | #REF! | #REF! | #REF! | #REF! | #REF! | #REF! | #REF! | #REF! |  |  | #REF! | #REF! | #REF! | #REF!
#REF! | #REF! | #REF! | #REF! | #REF! | #REF! | #REF! | #REF! | #REF! | #REF! |  |  | #REF! | #REF! | #REF! | #REF!
#REF! | #REF! | #REF! | #REF! | #REF! | #REF! | #REF! | #REF! | #REF! | #REF! |  |  | #REF! | #REF! | #REF! | #REF!
#REF! | #REF! | #REF! | #REF! | #REF! | #REF! | #REF! | #REF! | #REF! | #REF! |  |  | #REF! | #REF! | #REF! | #REF!
#REF! | #REF! | #REF! | #REF! | #REF! | #REF! | #REF! | #REF! | #REF! | #REF! |  |  | #REF! | #REF! | #REF! | #REF!
#REF! | #REF! | #REF! | #REF! | #REF! | #REF! | #REF! | #REF! | #REF! | #REF! |  |  | #REF! | #REF! | #REF! | #REF!
#REF! | #REF! | #REF! | #REF! | #REF! | #REF! | #REF! | #REF! | #REF! | #REF! |  |  | #REF! | #REF! | #REF! | #REF!
#REF! | #REF! | #REF! | #REF! | #REF! | #REF! | #REF! | #REF! | #REF! | #REF! |  |  | #REF! | #REF! | #REF! | #REF!
#REF! | #REF! | #REF! | #REF! | #REF! | #REF! | #REF! | #REF! | #REF! | #REF! |  |  | #REF! | #REF! | #REF! | #REF!
#REF! | #REF! | #REF! | #REF! | #REF! | #REF! | #REF! | #REF! | #REF! | #REF! |  |  | #REF! | #REF! | #REF! | #REF!
#REF! | #REF! | #REF! | #REF! | #REF! | #REF! | #REF! | #REF! | #REF! | #REF! |  |  | #REF! | #REF! | #REF! | #REF!
#REF! | #REF! | #REF! | #REF! | #REF! | #REF! | #REF! | #REF! | #REF! | #REF! |  |  | #REF! | #REF! | #REF! | #REF!
#REF! | #REF! | #REF! | #REF! | #REF! | #REF! | #REF! | #REF! | #REF! | #REF! |  |  | #REF! | #REF! | #REF! | #REF!
#REF! | #REF! | #REF! | #REF! | #REF! | #REF! | #REF! | #REF! | #REF! | #REF! |  |  | #REF! | #REF! | #REF! | #REF!
#REF! | #REF! | #REF! | #REF! | #REF! | #REF! | #REF! | #REF! | #REF! | #REF! |  |  | #REF! | #REF! | #REF! | #REF!
#REF! | #REF! | #REF! | #REF! | #REF! | #REF! | #REF! | #REF! | #REF! | #REF! |  |  | #REF! | #REF! | #REF! | #REF!
#REF! | #REF! | #REF! | #REF! | #REF! | #REF! | #REF! | #REF! | #REF! | #REF! |  |  | #REF! | #REF! | #REF! | #REF!
#REF! | #REF! | #REF! | #REF! | #REF! | #REF! | #REF! | #REF! | #REF! | #REF! |  |  | #REF! | #REF! | #REF! | #REF!
#REF! | #REF! | #REF! | #REF! | #REF! | #REF! | #REF! | #REF! | #REF! | #REF! |  |  | #REF! | #REF! | #REF! | #REF!
#REF! | #REF! | #REF! | #REF! | #REF! | #REF! | #REF! | #REF! | #REF! | #REF! |  |  | #REF! | #REF! | #REF! | #REF!
#REF! | #REF! | #REF! | #REF! | #REF! | #REF! | #REF! | #REF! | #REF! | #REF! |  |  | #REF! | #REF! | #REF! | #REF!
#REF! | #REF! | #REF! | #REF! | #REF! | #REF! | #REF! | #REF! | #REF! | #REF! |  |  | #REF! | #REF! | #REF! | #REF!
#REF! | #REF! | #REF! | #REF! | #REF! | #REF! | #REF! | #REF! | #REF! | #REF! |  |  | #REF! | #REF! | #REF! | #REF!
#REF! | #REF! | #REF! | #REF! | #REF! | #REF! | #REF! | #REF! | #REF! | #REF! |  |  | #REF! | #REF! | #REF! | #REF!
#REF! | #REF! | #REF! | #REF! | #REF! | #REF! | #REF! | #REF! | #REF! | #REF! |  |  | #REF! | #REF! | #REF! | #REF!
#REF! | #REF! | #REF! | #REF! | #REF! | #REF! | #REF! | #REF! | #REF! | #REF! |  |  | #REF! | #REF! | #REF! | #REF!
#REF! | #REF! | #REF! | #REF! | #REF! | #REF! | #REF! | #REF! | #REF! | #REF! |  |  | #REF! | #REF! | #REF! | #REF!
#REF! | #REF! | #REF! | #REF! | #REF! | #REF! | #REF! | #REF! | #REF! | #REF! |  |  | #REF! | #REF! | #REF! | #REF!
#REF! | #REF! | #REF! | #REF! | #REF! | #REF! | #REF! | #REF! | #REF! | #REF! |  |  | #REF! | #REF! | #REF! | #REF!
#REF! | #REF! | #REF! | #REF! | #REF! | #REF! | #REF! | #REF! | #REF! | #REF! |  |  | #REF! | #REF! | #REF! | #REF!
#REF! | #REF! | #REF! | #REF! | #REF! | #REF! | #REF! | #REF! | #REF! | #REF! |  |  | #REF! | #REF! | #REF! | #REF!
#REF! | #REF! | #REF! | #REF! | #REF! | #REF! | #REF! | #REF! | #REF! | #REF! |  |  | #REF! | #REF! | #REF! | #REF!
#REF! | #REF! | #REF! | #REF! | #REF! | #REF! | #REF! | #REF! | #REF! | #REF! |  |  | #REF! | #REF! | #REF! | #REF!
#REF! | #REF! | #REF! | #REF! | #REF! | #REF! | #REF! | #REF! | #REF! | #REF! |  |  | #REF! | #REF! | #REF! | #REF!
#REF! | #REF! | #REF! | #REF! | #REF! | #REF! | #REF! | #REF! | #REF! | #REF! |  |  | #REF! | #REF! | #REF! | #REF!
#REF! | #REF! | #REF! | #REF! | #REF! | #REF! | #REF! | #REF! | #REF! | #REF! |  |  | #REF! | #REF! | #REF! | #REF!
#REF! | #REF! | #REF! | #REF! | #REF! | #REF! | #REF! | #REF! | #REF! | #REF! |  |  | #REF! | #REF! | #REF! | #REF!
#REF! | #REF! | #REF! | #REF! | #REF! | #REF! | #REF! | #REF! | #REF! | #REF! |  |  | #REF! | #REF! | #REF! | #REF!
#REF! | #REF! | #REF! | #REF! | #REF! | #REF! | #REF! | #REF! | #REF! | #REF! |  |  | #REF! | #REF! | #REF! | #REF!
#REF! | #REF! | #REF! | #REF! | #REF! | #REF! | #REF! | #REF! | #REF! | #REF! |  |  | #REF! | #REF! | #REF! | #REF!
#REF! | #REF! | #REF! | #REF! | #REF! | #REF! | #REF! | #REF! | #REF! | #REF! |  |  | #REF! | #REF! | #REF! | #REF!
#REF! | #REF! | #REF! | #REF! | #REF! | #REF! | #REF! | #REF! | #REF! | #REF! |  |  | #REF! | #REF! | #REF! | #REF!
#REF! | #REF! | #REF! | #REF! | #REF! | #REF! | #REF! | #REF! | #REF! | #REF! |  |  | #REF! | #REF! | #REF! | #REF!
#REF! | #REF! | #REF! | #REF! | #REF! | #REF! | #REF! | #REF! | #REF! | #REF! |  |  | #REF! | #REF! | #REF! | #REF!
#REF! | #REF! | #REF! | #REF! | #REF! | #REF! | #REF! | #REF! | #REF! | #REF! |  |  | #REF! | #REF! | #REF! | #REF!
#REF! | #REF! | #REF! | #REF! | #REF! | #REF! | #REF! | #REF! | #REF! | #REF! |  |  | #REF! | #REF! | #REF! | #REF!
#REF! | #REF! | #REF! | #REF! | #REF! | #REF! | #REF! | #REF! | #REF! | #REF! |  |  | #REF! | #REF! | #REF! | #REF!
#REF! | #REF! | #REF! | #REF! | #REF! | #REF! | #REF! | #REF! | #REF! | #REF! |  |  | #REF! | #REF! | #REF! | #REF!
#REF! | #REF! | #REF! | #REF! | #REF! | #REF! | #REF! | #REF! | #REF! | #REF! |  |  | #REF! | #REF! | #REF! | #REF!
#REF! | #REF! | #REF! | #REF! | #REF! | #REF! | #REF! | #REF! | #REF! | #REF! |  |  | #REF! | #REF! | #REF! | #REF!
#REF! | #REF! | #REF! | #REF! | #REF! | #REF! | #REF! | #REF! | #REF! | #REF! |  |  | #REF! | #REF! | #REF! | #REF!
#REF! | #REF! | #REF! | #REF! | #REF! | #REF! | #REF! | #REF! | #REF! | #REF! |  |  | #REF! | #REF! | #REF! | #REF!
#REF! | #REF! | #REF! | #REF! | #REF! | #REF! | #REF! | #REF! | #REF! | #REF! |  |  | #REF! | #REF! | #REF! | #REF!
#REF! | #REF! | #REF! | #REF! | #REF! | #REF! | #REF! | #REF! | #REF! | #REF! |  |  | #REF! | #REF! | #REF! | #REF!
#REF! | #REF! | #REF! | #REF! | #REF! | #REF! | #REF! | #REF! | #REF! | #REF! |  |  | #REF! | #REF! | #REF! | #REF!
#REF! | #REF! | #REF! | #REF! | #REF! | #REF! | #REF! | #REF! | #REF! | #REF! |  |  | #REF! | #REF! | #REF! | #REF!
#REF! | #REF! | #REF! | #REF! | #REF! | #REF! | #REF! | #REF! | #REF! | #REF! |  |  | #REF! | #REF! | #REF! | #REF!
#REF! | #REF! | #REF! | #REF! | #REF! | #REF! | #REF! | #REF! | #REF! | #REF! |  |  | #REF! | #REF! | #REF! | #REF!
#REF! | #REF! | #REF! | #REF! | #REF! | #REF! | #REF! | #REF! | #REF! | #REF! |  |  | #REF! | #REF! | #REF! | #REF!
#REF! | #REF! | #REF! | #REF! | #REF! | #REF! | #REF! | #REF! | #REF! | #REF! |  |  | #REF! | #REF! | #REF! | #REF!
#REF! | #REF! | #REF! | #REF! | #REF! | #REF! | #REF! | #REF! | #REF! | #REF! |  |  | #REF! | #REF! | #REF! | #REF!
#REF! | #REF! | #REF! | #REF! | #REF! | #REF! | #REF! | #REF! | #REF! | #REF! |  |  | #REF! | #REF! | #REF! | #REF!
#REF! | #REF! | #REF! | #REF! | #REF! | #REF! | #REF! | #REF! | #REF! | #REF! |  |  | #REF! | #REF! | #REF! | #REF!
#REF! | #REF! | #REF! | #REF! | #REF! | #REF! | #REF! | #REF! | #REF! | #REF! |  |  | #REF! | #REF! | #REF! | #REF!
#REF! | #REF! | #REF! | #REF! | #REF! | #REF! | #REF! | #REF! | #REF! | #REF! |  |  | #REF! | #REF! | #REF! | #REF!
#REF! | #REF! | #REF! | #REF! | #REF! | #REF! | #REF! | #REF! | #REF! | #REF! |  |  | #REF! | #REF! | #REF! | #REF!
#REF! | #REF! | #REF! | #REF! | #REF! | #REF! | #REF! | #REF! | #REF! | #REF! |  |  | #REF! | #REF! | #REF! | #REF!
#REF! | #REF! | #REF! | #REF! | #REF! | #REF! | #REF! | #REF! | #REF! | #REF! |  |  | #REF! | #REF! | #REF! | #REF!
#REF! | #REF! | #REF! | #REF! | #REF! | #REF! | #REF! | #REF! | #REF! | #REF! |  |  | #REF! | #REF! | #REF! | #REF!
#REF! | #REF! | #REF! | #REF! | #REF! | #REF! | #REF! | #REF! | #REF! | #REF! |  |  | #REF! | #REF! | #REF! | #REF!
#REF! | #REF! | #REF! | #REF! | #REF! | #REF! | #REF! | #REF! | #REF! | #REF! |  |  | #REF! | #REF! | #REF! | #REF!
#REF! | #REF! | #REF! | #REF! | #REF! | #REF! | #REF! | #REF! | #REF! | #REF! |  |  | #REF! | #REF! | #REF! | #REF!
#REF! | #REF! | #REF! | #REF! | #REF! | #REF! | #REF! | #REF! | #REF! | #REF! |  |  | #REF! | #REF! | #REF! | #REF!
#REF! | #REF! | #REF! | #REF! | #REF! | #REF! | #REF! | #REF! | #REF! | #REF! |  |  | #REF! | #REF! | #REF! | #REF!
#REF! | #REF! | #REF! | #REF! | #REF! | #REF! | #REF! | #REF! | #REF! | #REF! |  |  | #REF! | #REF! | #REF! | #REF!
#REF! | #REF! | #REF! | #REF! | #REF! | #REF! | #REF! | #REF! | #REF! | #REF! |  |  | #REF! | #REF! | #REF! | #REF!
#REF! | #REF! | #REF! | #REF! | #REF! | #REF! | #REF! | #REF! | #REF! | #REF! |  |  | #REF! | #REF! | #REF! | #REF!
#REF! | #REF! | #REF! | #REF! | #REF! | #REF! | #REF! | #REF! | #REF! | #REF! |  |  | #REF! | #REF! | #REF! | #REF!
#REF! | #REF! | #REF! | #REF! | #REF! | #REF! | #REF! | #REF! | #REF! | #REF! |  |  | #REF! | #REF! | #REF! | #REF!
#REF! | #REF! | #REF! | #REF! | #REF! | #REF! | #REF! | #REF! | #REF! | #REF! |  |  | #REF! | #REF! | #REF! | #REF!
#REF! | #REF! | #REF! | #REF! | #REF! | #REF! | #REF! | #REF! | #REF! | #REF! |  |  | #REF! | #REF! | #REF! | #REF!
#REF! | #REF! | #REF! | #REF! | #REF! | #REF! | #REF! | #REF! | #REF! | #REF! |  |  | #REF! | #REF! | #REF! | #REF!
#REF! | #REF! | #REF! | #REF! | #REF! | #REF! | #REF! | #REF! | #REF! | #REF! |  |  | #REF! | #REF! | #REF! | #REF!
#REF! | #REF! | #REF! | #REF! | #REF! | #REF! | #REF! | #REF! | #REF! | #REF! |  |  | #REF! | #REF! | #REF! | #REF!
#REF! | #REF! | #REF! | #REF! | #REF! | #REF! | #REF! | #REF! | #REF! | #REF! |  |  | #REF! | #REF! | #REF! | #REF!
#REF! | #REF! | #REF! | #REF! | #REF! | #REF! | #REF! | #REF! | #REF! | #REF! |  |  | #REF! | #REF! | #REF! | #REF!
#REF! | #REF! | #REF! | #REF! | #REF! | #REF! | #REF! | #REF! | #REF! | #REF! |  |  | #REF! | #REF! | #REF! | #REF!
#REF! | #REF! | #REF! | #REF! | #REF! | #REF! | #REF! | #REF! | #REF! | #REF! |  |  | #REF! | #REF! | #REF! | #REF!
#REF! | #REF! | #REF! | #REF! | #REF! | #REF! | #REF! | #REF! | #REF! | #REF! |  |  | #REF! | #REF! | #REF! | #REF!
#REF! | #REF! | #REF! | #REF! | #REF! | #REF! | #REF! | #REF! | #REF! | #REF! |  |  | #REF! | #REF! | #REF! | #REF!
#REF! | #REF! | #REF! | #REF! | #REF! | #REF! | #REF! | #REF! | #REF! | #REF! |  |  | #REF! | #REF! | #REF! | #REF!
#REF! | #REF! | #REF! | #REF! | #REF! | #REF! | #REF! | #REF! | #REF! | #REF! |  |  | #REF! | #REF! | #REF! | #REF!
#REF! | #REF! | #REF! | #REF! | #REF! | #REF! | #REF! | #REF! | #REF! | #REF! |  |  | #REF! | #REF! | #REF! | #REF!
#REF! | #REF! | #REF! | #REF! | #REF! | #REF! | #REF! | #REF! | #REF! | #REF! |  |  | #REF! | #REF! | #REF! | #REF!
#REF! | #REF! | #REF! | #REF! | #REF! | #REF! | #REF! | #REF! | #REF! | #REF! |  |  | #REF! | #REF! | #REF! | #REF!
#REF! | #REF! | #REF! | #REF! | #REF! | #REF! | #REF! | #REF! | #REF! | #REF! |  |  | #REF! | #REF!
#REF! | #REF! | #REF! | #REF! | #REF! | #REF! | #REF! | #REF! | #REF! | #REF! |  |  | #REF! | #REF!
#REF! | #REF! | #REF! | #REF! | #REF! | #REF! | #REF! | #REF! | #REF! | #REF! |  |  | #REF! | #REF!
#REF! | #REF! | #REF! | #REF! | #REF! | #REF! | #REF! | #REF! | #REF! | #REF! |  |  | #REF! | #REF!
#REF! | #REF! | #REF! | #REF! | #REF! | #REF! | #REF! | #REF! | #REF! | #REF! |  |  | #REF! | #REF!
#REF! | #REF! | #REF! | #REF! | #REF! | #REF! | #REF! | #REF! | #REF! | #REF! |  |  | #REF! | #REF!
#REF! | #REF! | #REF! | #REF! | #REF! | #REF! | #REF! | #REF! | #REF! | #REF! |  |  | #REF! | #REF!
#REF! | #REF! | #REF! | #REF! | #REF! | #REF! | #REF! | #REF! | #REF! | #REF! |  |  | #REF! | #REF!
#REF! | #REF! | #REF! | #REF! | #REF! | #REF! | #REF! | #REF! | #REF! | #REF! |  |  | #REF! | #REF!
#REF! | #REF! | #REF! | #REF! | #REF! | #REF! | #REF! | #REF! | #REF! | #REF! |  |  | #REF! | #REF!
#REF! | #REF! | #REF! | #REF! | #REF! | #REF! | #REF! | #REF! | #REF! | #REF! |  |  | #REF! | #REF!
#REF! | #REF! | #REF! | #REF! | #REF! | #REF! | #REF! | #REF! | #REF! | #REF! |  |  | #REF! | #REF!
#REF! | #REF! | #REF! | #REF! | #REF! | #REF! | #REF! | #REF! | #REF! | #REF! |  |  | #REF! | #REF!
#REF! | #REF! | #REF! | #REF! | #REF! | #REF! | #REF! | #REF! | #REF! | #REF! |  |  | #REF! | #REF!
#REF! | #REF! | #REF! | #REF! | #REF! | #REF! | #REF! | #REF! | #REF! | #REF! |  |  | #REF! | #REF!
#REF! | #REF! | #REF! | #REF! | #REF! | #REF! | #REF! | #REF! | #REF! | #REF! |  |  | #REF! | #REF!
#REF! | #REF! | #REF! | #REF! | #REF! | #REF! | #REF! | #REF! | #REF! | #REF! |  |  | #REF! | #REF!
#REF! | #REF! | #REF! | #REF! | #REF! | #REF! | #REF! | #REF! | #REF! | #REF! |  |  | #REF! | #REF!
#REF! | #REF! | #REF! | #REF! | #REF! | #REF! | #REF! | #REF! | #REF! | #REF! |  |  | #REF! | #REF!
#REF! | #REF! | #REF! | #REF! | #REF! | #REF! | #REF! | #REF! | #REF! | #REF! |  |  | #REF! | #REF!
#REF! | #REF! | #REF! | #REF! | #REF! | #REF! | #REF! | #REF! | #REF! | #REF! |  |  | #REF! | #REF!
#REF! | #REF! | #REF! | #REF! | #REF! | #REF! | #REF! | #REF! | #REF! | #REF! |  |  | #REF! | #REF!
#REF! | #REF! | #REF! | #REF! | #REF! | #REF! | #REF! | #REF! | #REF! | #REF! |  |  | #REF! | #REF!
#REF! | #REF! | #REF! | #REF! | #REF! | #REF! | #REF! | #REF! | #REF! | #REF! |  |  | #REF! | #REF!
#REF! | #REF! | #REF! | #REF! | #REF! | #REF! | #REF! | #REF! | #REF! | #REF! |  |  | #REF! | #REF!
#REF! | #REF! | #REF! | #REF! | #REF! | #REF! | #REF! | #REF! | #REF! | #REF! |  |  | #REF! | #REF!
#REF! | #REF! | #REF! | #REF! | #REF! | #REF! | #REF! | #REF! | #REF! | #REF! |  |  | #REF! | #REF!
#REF! | #REF! | #REF! | #REF! | #REF! | #REF! | #REF! | #REF! | #REF! | #REF! |  |  | #REF! | #REF!
#REF! | #REF! | #REF! | #REF! | #REF! | #REF! | #REF! | #REF! | #REF! | #REF! |  |  | #REF! | #REF!
#REF! | #REF! | #REF! | #REF! | #REF! | #REF! | #REF! | #REF! | #REF! | #REF! |  |  | #REF! | #REF!
#REF! | #REF! | #REF! | #REF! | #REF! | #REF! | #REF! | #REF! | #REF! | #REF! |  |  | #REF! | #REF!
#REF! | #REF! | #REF! | #REF! | #REF! | #REF! | #REF! | #REF! | #REF! | #REF! |  |  | #REF! | #REF!
#REF! | #REF! | #REF! | #REF! | #REF! | #REF! | #REF! | #REF! | #REF! | #REF! |  |  | #REF! | #REF!
#REF! | #REF! | #REF! | #REF! | #REF! | #REF! | #REF! | #REF! | #REF! | #REF! |  |  | #REF! | #REF!
#REF! | #REF! | #REF! | #REF! | #REF! | #REF! | #REF! | #REF! | #REF! | #REF! |  |  | #REF! | #REF!
#REF! | #REF! | #REF! | #REF! | #REF! | #REF! | #REF! | #REF! | #REF! | #REF! |  |  | #REF! | #REF!
#REF! | #REF! | #REF! | #REF! | #REF! | #REF! | #REF! | #REF! | #REF! | #REF! |  |  | #REF! | #REF!
#REF! | #REF! | #REF! | #REF! | #REF! | #REF! | #REF! | #REF! | #REF! | #REF! |  |  | #REF! | #REF!
#REF! | #REF! | #REF! | #REF! | #REF! | #REF! | #REF! | #REF! | #REF! | #REF! |  |  | #REF! | #REF!
#REF! | #REF! | #REF! | #REF! | #REF! | #REF! | #REF! | #REF! | #REF! | #REF! |  |  | #REF! | #REF!
#REF! | #REF! | #REF! | #REF! | #REF! | #REF! | #REF! | #REF! | #REF! | #REF! |  |  | #REF! | #REF!
#REF! | #REF! | #REF! | #REF! | #REF! | #REF! | #REF! | #REF! | #REF! | #REF! |  |  | #REF! | #REF!
#REF! | #REF! | #REF! | #REF! | #REF! | #REF! | #REF! | #REF! | #REF! | #REF! |  |  | #REF! | #REF!
#REF! | #REF! | #REF! | #REF! | #REF! | #REF! | #REF! | #REF! | #REF! | #REF! |  |  | #REF! | #REF!
#REF! | #REF! | #REF! | #REF! | #REF! | #REF! | #REF! | #REF! | #REF! | #REF! |  |  | #REF! | #REF!
#REF! | #REF! | #REF! | #REF! | #REF! | #REF! | #REF! | #REF! | #REF! | #REF! |  |  | #REF! | #REF!
#REF! | #REF! | #REF! | #REF! | #REF! | #REF! | #REF! | #REF! | #REF! | #REF! |  |  | #REF! | #REF!
#REF! | #REF! | #REF! | #REF! | #REF! | #REF! | #REF! | #REF! | #REF! | #REF! |  |  | #REF! | #REF!
#REF! | #REF! | #REF! | #REF! | #REF! | #REF! | #REF! | #REF! | #REF! | #REF! |  |  | #REF! | #REF!
#REF! | #REF! | #REF! | #REF! | #REF! | #REF! | #REF! | #REF! | #REF! | #REF! |  |  | #REF! | #REF!
#REF! | #REF! | #REF! | #REF! | #REF! | #REF! | #REF! | #REF! | #REF! | #REF! |  |  | #REF! | #REF!
#REF! | #REF! | #REF! | #REF! | #REF! | #REF! | #REF! | #REF! | #REF! | #REF! |  |  | #REF! | #REF!
#REF! | #REF! | #REF! | #REF! | #REF! | #REF! | #REF! | #REF! | #REF! | #REF! |  |  | #REF! | #REF!
#REF! | #REF! | #REF! | #REF! | #REF! | #REF! | #REF! | #REF! | #REF! | #REF! |  |  | #REF! | #REF!
#REF! | #REF! | #REF! | #REF! | #REF! | #REF! | #REF! | #REF! | #REF! | #REF! |  |  | #REF! | #REF!
#REF! | #REF! | #REF! | #REF! | #REF! | #REF! | #REF! | #REF! | #REF! | #REF! |  |  | #REF! | #REF!
#REF! | #REF! | #REF! | #REF! | #REF! | #REF! | #REF! | #REF! | #REF! | #REF! |  |  | #REF! | #REF!
#REF! | #REF! | #REF! | #REF! | #REF! | #REF! | #REF! | #REF! | #REF! | #REF! |  |  | #REF! | #REF!
#REF! | #REF! | #REF! | #REF! | #REF! | #REF! | #REF! | #REF! | #REF! | #REF! |  |  | #REF! | #REF!
#REF! | #REF! | #REF! | #REF! | #REF! | #REF! | #REF! | #REF! | #REF! | #REF! |  |  | #REF! | #REF!
#REF! | #REF! | #REF! | #REF! | #REF! | #REF! | #REF! | #REF! | #REF! | #REF! |  |  | #REF! | #REF!
#REF! | #REF! | #REF! | #REF! | #REF! | #REF! | #REF! | #REF! | #REF! | #REF! |  |  | #REF! | #REF!
#REF! | #REF! | #REF! | #REF! | #REF! | #REF! | #REF! | #REF! | #REF! | #REF! |  |  | #REF! | #REF!
#REF! | #REF! | #REF! | #REF! | #REF! | #REF! | #REF! | #REF! | #REF! | #REF! |  |  | #REF! | #REF!
#REF! | #REF! | #REF! | #REF! | #REF! | #REF! | #REF! | #REF! | #REF! | #REF! |  |  | #REF! | #REF!
#REF! | #REF! | #REF! | #REF! | #REF! | #REF! | #REF! | #REF! | #REF! | #REF! |  |  | #REF! | #REF!
#REF! | #REF! | #REF! | #REF! | #REF! | #REF! | #REF! | #REF! | #REF! | #REF! |  |  | #REF! | #REF!
#REF! | #REF! | #REF! | #REF! | #REF! | #REF! | #REF! | #REF! | #REF! | #REF! |  |  | #REF! | #REF!
#REF! | #REF! | #REF! | #REF! | #REF! | #REF! | #REF! | #REF! | #REF! | #REF! |  |  | #REF! | #REF!
#REF! | #REF! | #REF! | #REF! | #REF! | #REF! | #REF! | #REF! | #REF! | #REF! |  |  | #REF! | #REF!
#REF! | #REF! | #REF! | #REF! | #REF! | #REF! | #REF! | #REF! | #REF! | #REF! |  |  | #REF! | #REF!
#REF! | #REF! | #REF! | #REF! | #REF! | #REF! | #REF! | #REF! | #REF! | #REF! |  |  | #REF! | #REF!
#REF! | #REF! | #REF! | #REF! | #REF! | #REF! | #REF! | #REF! | #REF! | #REF! |  |  | #REF! | #REF!
#REF! | #REF! | #REF! | #REF! | #REF! | #REF! | #REF! | #REF! | #REF! | #REF! |  |  | #REF! | #REF!
#REF! | #REF! | #REF! | #REF! | #REF! | #REF! | #REF! | #REF! | #REF! | #REF! |  |  | #REF! | #REF!
#REF! | #REF! | #REF! | #REF! | #REF! | #REF! | #REF! | #REF! | #REF! | #REF! |  |  | #REF! | #REF!
#REF! | #REF! | #REF! | #REF! | #REF! | #REF! | #REF! | #REF! | #REF! | #REF! |  |  | #REF! | #REF!
#REF! | #REF! | #REF! | #REF! | #REF! | #REF! | #REF! | #REF! | #REF! | #REF! |  |  | #REF! | #REF!
#REF! | #REF! | #REF! | #REF! | #REF! | #REF! | #REF! | #REF! | #REF! | #REF! |  |  | #REF! | #REF!
#REF! | #REF! | #REF! | #REF! | #REF! | #REF! | #REF! | #REF! | #REF! | #REF! |  |  | #REF! | #REF!
#REF! | #REF! | #REF! | #REF! | #REF! | #REF! | #REF! | #REF! | #REF! | #REF! |  |  | #REF! | #REF!
#REF! | #REF! | #REF! | #REF! | #REF! | #REF! | #REF! | #REF! | #REF! | #REF! |  |  | #REF! | #REF!
#REF! | #REF! | #REF! | #REF! | #REF! | #REF! | #REF! | #REF! | #REF! | #REF! |  |  | #REF! | #REF!
#REF! | #REF! | #REF! | #REF! | #REF! | #REF! | #REF! | #REF! | #REF! | #REF! |  |  | #REF! | #REF!
#REF! | #REF! | #REF! | #REF! | #REF! | #REF! | #REF! | #REF! | #REF! | #REF! |  |  | #REF! | #REF!
#REF! | #REF! | #REF! | #REF! | #REF! | #REF! | #REF! | #REF! | #REF! | #REF! |  |  | #REF! | #REF!
#REF! | #REF! | #REF! | #REF! | #REF! | #REF! | #REF! | #REF! | #REF! | #REF! |  |  | #REF! | #REF!
#REF! | #REF! | #REF! | #REF! | #REF! | #REF! | #REF! | #REF! | #REF! | #REF! |  |  | #REF! | #REF!
#REF! | #REF! | #REF! | #REF! | #REF! | #REF! | #REF! | #REF! | #REF! | #REF! |  |  | #REF! | #REF!
#REF! | #REF! | #REF! | #REF! | #REF! | #REF! | #REF! | #REF! | #REF! | #REF! |  |  | #REF! | #REF!
#REF! | #REF! | #REF! | #REF! | #REF! | #REF! | #REF! | #REF! | #REF! | #REF! |  |  | #REF! | #REF!
#REF! | #REF! | #REF! | #REF! | #REF! | #REF! | #REF! | #REF! | #REF! | #REF! |  |  | #REF! | #REF!
#REF! | #REF! | #REF! | #REF! | #REF! | #REF! | #REF! | #REF! | #REF! | #REF! |  |  | #REF! | #REF!
#REF! | #REF! | #REF! | #REF! | #REF! | #REF! | #REF! | #REF! | #REF! | #REF! |  |  | #REF! | #REF!
#REF! | #REF! | #REF! | #REF! | #REF! | #REF! | #REF! | #REF! | #REF! | #REF! |  |  | #REF! | #REF!
#REF! | #REF! | #REF! | #REF! | #REF! | #REF! | #REF! | #REF! | #REF! | #REF! |  |  | #REF! | #REF!
#REF! | #REF! | #REF! | #REF! | #REF! | #REF! | #REF! | #REF! | #REF! | #REF! |  |  | #REF! | #REF!
#REF! | #REF! | #REF! | #REF! | #REF! | #REF! | #REF! | #REF! | #REF! | #REF! |  |  | #REF! | #REF!
#REF! | #REF! | #REF! | #REF! | #REF! | #REF! | #REF! | #REF! | #REF! | #REF! |  |  | #REF! | #REF!
#REF! | #REF! | #REF! | #REF! | #REF! | #REF! | #REF! | #REF! | #REF! | #REF! |  |  | #REF! | #REF!
#REF! | #REF! | #REF! | #REF! | #REF! | #REF! | #REF! | #REF! | #REF! | #REF! |  |  | #REF! | #REF!
#REF! | #REF! | #REF! | #REF! | #REF! | #REF! | #REF! | #REF! | #REF! | #REF! |  |  | #REF! | #REF!
#REF! | #REF! | #REF! | #REF! | #REF! | #REF! | #REF! | #REF! | #REF! | #REF! |  |  | #REF! | #REF!
#REF! | #REF! | #REF! | #REF! | #REF! | #REF! | #REF! | #REF! | #REF! | #REF! |  |  | #REF! | #REF!
#REF! | #REF! | #REF! | #REF! | #REF! | #REF! | #REF! | #REF! | #REF! | #REF! |  |  | #REF! | #REF!
#REF! | #REF! | #REF! | #REF! | #REF! | #REF! | #REF! | #REF! | #REF! | #REF! |  |  | #REF! | #REF!
#REF! | #REF! | #REF! | #REF! | #REF! | #REF! | #REF! | #REF! | #REF! | #REF! |  |  | #REF! | #REF!
#REF! | #REF! | #REF! | #REF! | #REF! | #REF! | #REF! | #REF! | #REF! | #REF! |  |  | #REF! | #REF!
#REF! | #REF! | #REF! | #REF! | #REF! | #REF! | #REF! | #REF! | #REF! | #REF! |  |  | #REF! | #REF!
#REF! | #REF! | #REF! | #REF! | #REF! | #REF! | #REF! | #REF! | #REF! | #REF! |  |  | #REF! | #REF!
#REF! | #REF! | #REF! | #REF! | #REF! | #REF! | #REF! | #REF! | #REF! | #REF! |  |  | #REF! | #REF!
#REF! | #REF! | #REF! | #REF! | #REF! | #REF! | #REF! | #REF! | #REF! | #REF! |  |  | #REF! | #REF!
#REF! | #REF! | #REF! | #REF! | #REF! | #REF! | #REF! | #REF! | #REF! | #REF! |  |  | #REF! | #REF!
#REF! | #REF! | #REF! | #REF! | #REF! | #REF! | #REF! | #REF! | #REF! | #REF! |  |  | #REF! | #REF!
#REF! | #REF! | #REF! | #REF! | #REF! | #REF! | #REF! | #REF! | #REF! | #REF! |  |  | #REF! | #REF!
#REF! | #REF! | #REF! | #REF! | #REF! | #REF! | #REF! | #REF! | #REF! | #REF! |  |  | #REF! | #REF!
#REF! | #REF! | #REF! | #REF! | #REF! | #REF! | #REF! | #REF! | #REF! | #REF! |  |  | #REF! | #REF!
#REF! | #REF! | #REF! | #REF! | #REF! | #REF! | #REF! | #REF! | #REF! | #REF! |  |  | #REF! | #REF!
#REF! | #REF! | #REF! | #REF! | #REF! | #REF! | #REF! | #REF! | #REF! | #REF! |  |  | #REF! | #REF!
#REF! | #REF! | #REF! | #REF! | #REF! | #REF! | #REF! | #REF! | #REF! | #REF! |  |  | #REF! | #REF!
#REF! | #REF! | #REF! | #REF! | #REF! | #REF! | #REF! | #REF! | #REF! | #REF! |  |  | #REF! | #REF!
#REF! | #REF! | #REF! | #REF! | #REF! | #REF! | #REF! | #REF! | #REF! | #REF! |  |  | #REF! | #REF!
#REF! | #REF! | #REF! | #REF! | #REF! | #REF! | #REF! | #REF! | #REF! | #REF! |  |  | #REF! | #REF!
#REF! | #REF! | #REF! | #REF! | #REF! | #REF! | #REF! | #REF! | #REF! | #REF! |  |  | #REF! | #REF!
#REF! | #REF! | #REF! | #REF! | #REF! | #REF! | #REF! | #REF! | #REF! | #REF! |  |  | #REF! | #REF!
#REF! | #REF! | #REF! | #REF! | #REF! | #REF! | #REF! | #REF! | #REF! | #REF! |  |  | #REF! | #REF!
#REF! | #REF! | #REF! | #REF! | #REF! | #REF! | #REF! | #REF! | #REF! | #REF! |  |  | #REF! | #REF!
#REF! | #REF! | #REF! | #REF! | #REF! | #REF! | #REF! | #REF! | #REF! | #REF! |  |  | #REF! | #REF!
#REF! | #REF! | #REF! | #REF! | #REF! | #REF! | #REF! | #REF! | #REF! | #REF! |  |  | #REF! | #REF!
#REF! | #REF! | #REF! | #REF! | #REF! | #REF! | #REF! | #REF! | #REF! | #REF! |  |  | #REF! | #REF!
#REF! | #REF! | #REF! | #REF! | #REF! | #REF! | #REF! | #REF! | #REF! | #REF! |  |  | #REF! | #REF!
#REF! | #REF! | #REF! | #REF! | #REF! | #REF! | #REF! | #REF! | #REF! | #REF! |  |  | #REF! | #REF!
#REF! | #REF! | #REF! | #REF! | #REF! | #REF! | #REF! | #REF! | #REF! | #REF! |  |  | #REF! | #REF!
#REF! | #REF! | #REF! | #REF! | #REF! | #REF! | #REF! | #REF! | #REF! | #REF! |  |  | #REF! | #REF!
#REF! | #REF! | #REF! | #REF! | #REF! | #REF! | #REF! | #REF! | #REF! | #REF! |  |  | #REF! | #REF!
#REF! | #REF! | #REF! | #REF! | #REF! | #REF! | #REF! | #REF! | #REF! | #REF! |  |  | #REF! | #REF!
#REF! | #REF! | #REF! | #REF! | #REF! | #REF! | #REF! | #REF! | #REF! | #REF! |  |  | #REF! | #REF!
#REF! | #REF! | #REF! | #REF! | #REF! | #REF! | #REF! | #REF! | #REF! | #REF! |  |  | #REF! | #REF!
#REF! | #REF! | #REF! | #REF! | #REF! | #REF! | #REF! | #REF! | #REF! | #REF! |  |  | #REF! | #REF!
#REF! | #REF! | #REF! | #REF! | #REF! | #REF! | #REF! | #REF! | #REF! | #REF! |  |  | #REF! | #REF!
#REF! | #REF! | #REF! | #REF! | #REF! | #REF! | #REF! | #REF! | #REF! | #REF! |  |  | #REF! | #REF!
#REF! | #REF! | #REF! | #REF! | #REF! | #REF! | #REF! | #REF! | #REF! | #REF! |  |  | #REF! | #REF!
#REF! | #REF! | #REF! | #REF! | #REF! | #REF! | #REF! | #REF! | #REF! | #REF! |  |  | #REF! | #REF!
#REF! | #REF! | #REF! | #REF! | #REF! | #REF! | #REF! | #REF! | #REF! | #REF! |  |  | #REF! | #REF!
#REF! | #REF! | #REF! | #REF! | #REF! | #REF! | #REF! | #REF! | #REF! | #REF! |  |  | #REF! | #REF!
#REF! | #REF! | #REF! | #REF! | #REF! | #REF! | #REF! | #REF! | #REF! | #REF! |  |  | #REF! | #REF!
#REF! | #REF! | #REF! | #REF! | #REF! | #REF! | #REF! | #REF! | #REF! | #REF! |  |  | #REF! | #REF!
#REF! | #REF! | #REF! | #REF! | #REF! | #REF! | #REF! | #REF! | #REF! | #REF! |  |  | #REF! | #REF!
#REF! | #REF! | #REF! | #REF! | #REF! | #REF! | #REF! | #REF! | #REF! | #REF! |  |  | #REF! | #REF!
#REF! | #REF! | #REF! | #REF! | #REF! | #REF! | #REF! | #REF! | #REF! | #REF! |  |  | #REF! | #REF!
#REF! | #REF! | #REF! | #REF! | #REF! | #REF! | #REF! | #REF! | #REF! | #REF! |  |  | #REF! | #REF!
#REF! | #REF! | #REF! | #REF! | #REF! | #REF! | #REF! | #REF! | #REF! | #REF! |  |  | #REF! | #REF!
#REF! | #REF! | #REF! | #REF! | #REF! | #REF! | #REF! | #REF! | #REF! | #REF! |  |  | #REF! | #REF!
#REF! | #REF! | #REF! | #REF! | #REF! | #REF! | #REF! | #REF! | #REF! | #REF! |  |  | #REF! | #REF!
#REF! | #REF! | #REF! | #REF! | #REF! | #REF! | #REF! | #REF! | #REF! | #REF! |  |  | #REF! | #REF!
#REF! | #REF! | #REF! | #REF! | #REF! | #REF! | #REF! | #REF! | #REF! | #REF! |  |  | #REF! | #REF!
#REF! | #REF! | #REF! | #REF! | #REF! | #REF! | #REF! | #REF! | #REF! | #REF! |  |  | #REF! | #REF!
#REF! | #REF! | #REF! | #REF! | #REF! | #REF! | #REF! | #REF! | #REF! | #REF! |  |  | #REF! | #REF!
#REF! | #REF! | #REF! | #REF! | #REF! | #REF! | #REF! | #REF! | #REF! | #REF! |  |  | #REF! | #REF!
#REF! | #REF! | #REF! | #REF! | #REF! | #REF! | #REF! | #REF! | #REF! | #REF! |  |  | #REF! | #REF!
#REF! | #REF! | #REF! | #REF! | #REF! | #REF! | #REF! | #REF! | #REF! | #REF! |  |  | #REF! | #REF!
#REF! | #REF! | #REF! | #REF! | #REF! | #REF! | #REF! | #REF! | #REF! | #REF! |  |  | #REF! | #REF!
#REF! | #REF! | #REF! | #REF! | #REF! | #REF! | #REF! | #REF! | #REF! | #REF! |  |  | #REF! | #REF!
#REF! | #REF! | #REF! | #REF! | #REF! | #REF! | #REF! | #REF! | #REF! | #REF! |  |  | #REF! | #REF!
#REF! | #REF! | #REF! | #REF! | #REF! | #REF! | #REF! | #REF! | #REF! | #REF! |  |  | #REF! | #REF!
#REF! | #REF! | #REF! | #REF! | #REF! | #REF! | #REF! | #REF! | #REF! | #REF! |  |  | #REF! | #REF!
#REF! | #REF! | #REF! | #REF! | #REF! | #REF! | #REF! | #REF! | #REF! | #REF! |  |  | #REF! | #REF!
#REF! | #REF! | #REF! | #REF! | #REF! | #REF! | #REF! | #REF! | #REF! | #REF! |  |  | #REF! | #REF!
#REF! | #REF! | #REF! | #REF! | #REF! | #REF! | #REF! | #REF! | #REF! | #REF! |  |  | #REF! | #REF!
#REF! | #REF! | #REF! | #REF! | #REF! | #REF! | #REF! | #REF! | #REF! | #REF! |  |  | #REF! | #REF!
#REF! | #REF! | #REF! | #REF! | #REF! | #REF! | #REF! | #REF! | #REF! | #REF! |  |  | #REF! | #REF!
#REF! | #REF! | #REF! | #REF! | #REF! | #REF! | #REF! | #REF! | #REF! | #REF! |  |  | #REF! | #REF!
#REF! | #REF! | #REF! | #REF! | #REF! | #REF! | #REF! | #REF! | #REF! | #REF! |  |  | #REF! | #REF!
#REF! | #REF! | #REF! | #REF! | #REF! | #REF! | #REF! | #REF! | #REF! | #REF! |  |  | #REF! | #REF!
#REF! | #REF! | #REF! | #REF! | #REF! | #REF! | #REF! | #REF! | #REF! | #REF! |  |  | #REF! | #REF!
#REF! | #REF! | #REF! | #REF! | #REF! | #REF! | #REF! | #REF! | #REF! | #REF! |  |  | #REF! | #REF!
#REF! | #REF! | #REF! | #REF! | #REF! | #REF! | #REF! | #REF! | #REF! | #REF! |  |  | #REF! | #REF!
#REF! | #REF! | #REF! | #REF! | #REF! | #REF! | #REF! | #REF! | #REF! | #REF! |  |  | #REF! | #REF!
#REF! | #REF! | #REF! | #REF! | #REF! | #REF! | #REF! | #REF! | #REF! | #REF! |  |  | #REF! | #REF!
#REF! | #REF! | #REF! | #REF! | #REF! | #REF! | #REF! | #REF! | #REF! | #REF! |  |  | #REF! | #REF!
#REF! | #REF! | #REF! | #REF! | #REF! | #REF! | #REF! | #REF! | #REF! | #REF! |  |  | #REF! | #REF!
#REF! | #REF! | #REF! | #REF! | #REF! | #REF! | #REF! | #REF! | #REF! | #REF! |  |  | #REF! | #REF!
#REF! | #REF! | #REF! | #REF! | #REF! | #REF! | #REF! | #REF! | #REF! | #REF! |  |  | #REF! | #REF!
#REF! | #REF! | #REF! | #REF! | #REF! | #REF! | #REF! | #REF! | #REF! | #REF! |  |  | #REF! | #REF!
#REF! | #REF! | #REF! | #REF! | #REF! | #REF! | #REF! | #REF! | #REF! | #REF! |  |  | #REF! | #REF!
#REF! | #REF! | #REF! | #REF! | #REF! | #REF! | #REF! | #REF! | #REF! | #REF! |  |  | #REF! | #REF!
#REF! | #REF! | #REF! | #REF! | #REF! | #REF! | #REF! | #REF! | #REF! | #REF! |  |  | #REF! | #REF!
#REF! | #REF! | #REF! | #REF! | #REF! | #REF! | #REF! | #REF! | #REF! | #REF! |  |  | #REF! | #REF!
#REF! | #REF! | #REF! | #REF! | #REF! | #REF! | #REF! | #REF! | #REF! | #REF! |  |  | #REF! | #REF!
#REF! | #REF! | #REF! | #REF! | #REF! | #REF! | #REF! | #REF! | #REF! | #REF! |  |  | #REF! | #REF!
#REF! | #REF! | #REF! | #REF! | #REF! | #REF! | #REF! | #REF! | #REF! | #REF! |  |  | #REF! | #REF!
#REF! | #REF! | #REF! | #REF! | #REF! | #REF! | #REF! | #REF! | #REF! | #REF! |  |  | #REF! | #REF!
#REF! | #REF! | #REF! | #REF! | #REF! | #REF! | #REF! | #REF! | #REF! | #REF! |  |  | #REF! | #REF!
#REF! | #REF! | #REF! | #REF! | #REF! | #REF! | #REF! | #REF! | #REF! | #REF! |  |  | #REF! | #REF!
#REF! | #REF! | #REF! | #REF! | #REF! | #REF! | #REF! | #REF! | #REF! | #REF! |  |  | #REF! | #REF!
#REF! | #REF! | #REF! | #REF! | #REF! | #REF! | #REF! | #REF! | #REF! | #REF! |  |  | #REF! | #REF!
#REF! | #REF! | #REF! | #REF! | #REF! | #REF! | #REF! | #REF! | #REF! | #REF! |  |  | #REF! | #REF!
#REF! | #REF! | #REF! | #REF! | #REF! | #REF! | #REF! | #REF! | #REF! | #REF! |  |  | #REF! | #REF!
#REF! | #REF! | #REF! | #REF! | #REF! | #REF! | #REF! | #REF! | #REF! | #REF! |  |  | #REF! | #REF!
#REF! | #REF! | #REF! | #REF! | #REF! | #REF! | #REF! | #REF! | #REF! | #REF! |  |  | #REF! | #REF!
#REF! | #REF! | #REF! | #REF! | #REF! | #REF! | #REF! | #REF! | #REF! | #REF! |  |  | #REF! | #REF!
#REF! | #REF! | #REF! | #REF! | #REF! | #REF! | #REF! | #REF! | #REF! | #REF! |  |  | #REF! | #REF!
#REF! | #REF! | #REF! | #REF! | #REF! | #REF! | #REF! | #REF! | #REF! | #REF! |  |  | #REF! | #REF!
#REF! | #REF! | #REF! | #REF! | #REF! | #REF! | #REF! | #REF! | #REF! | #REF! |  |  | #REF! | #REF!
#REF! | #REF! | #REF! | #REF! | #REF! | #REF! | #REF! | #REF! | #REF! | #REF! |  |  | #REF! | #REF!
#REF! | #REF! | #REF! | #REF! | #REF! | #REF! | #REF! | #REF! | #REF! | #REF! |  |  | #REF! | #REF!
#REF! | #REF! | #REF! | #REF! | #REF! | #REF! | #REF! | #REF! | #REF! | #REF! |  |  | #REF! | #REF!
#REF! | #REF! | #REF! | #REF! | #REF! | #REF! | #REF! | #REF! | #REF! | #REF! |  |  | #REF! | #REF!
#REF! | #REF! | #REF! | #REF! | #REF! | #REF! | #REF! | #REF! | #REF! | #REF! |  |  | #REF! | #REF!
#REF! | #REF! | #REF! | #REF! | #REF! | #REF! | #REF! | #REF! | #REF! | #REF! |  |  | #REF! | #REF!
#REF! | #REF! | #REF! | #REF! | #REF! | #REF! | #REF! | #REF! | #REF! | #REF! |  |  | #REF! | #REF!
#REF! | #REF! | #REF! | #REF! | #REF! | #REF! | #REF! | #REF! | #REF! | #REF! |  |  | #REF! | #REF!
#REF! | #REF! | #REF! | #REF! | #REF! | #REF! | #REF! | #REF! | #REF! | #REF! |  |  | #REF! | #REF!
#REF! | #REF! | #REF! | #REF! | #REF! | #REF! | #REF! | #REF! | #REF! | #REF! |  |  | #REF! | #REF!
#REF! | #REF! | #REF! | #REF! | #REF! | #REF! | #REF! | #REF! | #REF! | #REF! |  |  | #REF! | #REF!
#REF! | #REF! | #REF! | #REF! | #REF! | #REF! | #REF! | #REF! | #REF! | #REF! |  |  | #REF! | #REF!
#REF! | #REF! | #REF! | #REF! | #REF! | #REF! | #REF! | #REF! | #REF! | #REF! |  |  | #REF! | #REF!
#REF! | #REF! | #REF! | #REF! | #REF! | #REF! | #REF! | #REF! | #REF! | #REF! |  |  | #REF! | #REF!
#REF! | #REF! | #REF! | #REF! | #REF! | #REF! | #REF! | #REF! | #REF! | #REF! |  |  | #REF! | #REF!
#REF! | #REF! | #REF! | #REF! | #REF! | #REF! | #REF! | #REF! | #REF! | #REF! |  |  | #REF! | #REF!
#REF! | #REF! | #REF! | #REF! | #REF! | #REF! | #REF! | #REF! | #REF! | #REF! |  |  | #REF! | #REF!
#REF! | #REF! | #REF! | #REF! | #REF! | #REF! | #REF! | #REF! | #REF! | #REF! |  |  | #REF! | #REF!
#REF! | #REF! | #REF! | #REF! | #REF! | #REF! | #REF! | #REF! | #REF! | #REF! |  |  | #REF! | #REF!
#REF! | #REF! | #REF! | #REF! | #REF! | #REF! | #REF! | #REF! | #REF! | #REF! |  |  | #REF! | #REF!
#REF! | #REF! | #REF! | #REF! | #REF! | #REF! | #REF! | #REF! | #REF! | #REF! |  |  | #REF! | #REF!
#REF! | #REF! | #REF! | #REF! | #REF! | #REF! | #REF! | #REF! | #REF! | #REF! |  |  | #REF! | #REF!
#REF! | #REF! | #REF! | #REF! | #REF! | #REF! | #REF! | #REF! | #REF! | #REF! |  |  | #REF! | #REF!
#REF! | #REF! | #REF! | #REF! | #REF! | #REF! | #REF! | #REF! | #REF! | #REF! |  |  | #REF! | #REF!
#REF! | #REF! | #REF! | #REF! | #REF! | #REF! | #REF! | #REF! | #REF! | #REF! |  |  | #REF! | #REF!
#REF! | #REF! | #REF! | #REF! | #REF! | #REF! | #REF! | #REF! | #REF! | #REF! |  |  | #REF! | #REF!
#REF! | #REF! | #REF! | #REF! | #REF! | #REF! | #REF! | #REF! | #REF! | #REF! |  |  | #REF! | #REF!
#REF! | #REF! | #REF! | #REF! | #REF! | #REF! | #REF! | #REF! | #REF! | #REF! |  |  | #REF! | #REF!
#REF! | #REF! | #REF! | #REF! | #REF! | #REF! | #REF! | #REF! | #REF! | #REF! |  |  | #REF! | #REF!
#REF! | #REF! | #REF! | #REF! | #REF! | #REF! | #REF! | #REF! | #REF! | #REF! |  |  | #REF! | #REF!
#REF! | #REF! | #REF! | #REF! | #REF! | #REF! | #REF! | #REF! | #REF! | #REF! |  |  | #REF! | #REF!
#REF! | #REF! | #REF! | #REF! | #REF! | #REF! | #REF! | #REF! | #REF! | #REF! |  |  | #REF! | #REF!
#REF! | #REF! | #REF! | #REF! | #REF! | #REF! | #REF! | #REF! | #REF! | #REF! |  |  | #REF! | #REF!
#REF! | #REF! | #REF! | #REF! | #REF! | #REF! | #REF! | #REF! | #REF! | #REF! |  |  | #REF! | #REF!
#REF! | #REF! | #REF! | #REF! | #REF! | #REF! | #REF! | #REF! | #REF! | #REF! |  |  | #REF! | #REF!
#REF! | #REF! | #REF! | #REF! | #REF! | #REF! | #REF! | #REF! | #REF! | #REF! |  |  | #REF! | #REF!
#REF! | #REF! | #REF! | #REF! | #REF! | #REF! | #REF! | #REF! | #REF! | #REF! |  |  | #REF! | #REF!
#REF! | #REF! | #REF! | #REF! | #REF! | #REF! | #REF! | #REF! | #REF! | #REF! |  |  | #REF! | #REF!
#REF! | #REF! | #REF! | #REF! | #REF! | #REF! | #REF! | #REF! | #REF! | #REF! |  |  | #REF! | #REF!
#REF! | #REF! | #REF! | #REF! | #REF! | #REF! | #REF! | #REF! | #REF! | #REF! |  |  | #REF! | #REF!
#REF! | #REF! | #REF! | #REF! | #REF! | #REF! | #REF! | #REF! | #REF! | #REF! |  |  | #REF! | #REF!
#REF! | #REF! | #REF! | #REF! | #REF! | #REF! | #REF! | #REF! | #REF! | #REF! |  |  | #REF! | #REF!
#REF! | #REF! | #REF! | #REF! | #REF! | #REF! | #REF! | #REF! | #REF! | #REF! |  |  | #REF! | #REF!
#REF! | #REF! | #REF! | #REF! | #REF! | #REF! | #REF! | #REF! | #REF! | #REF! |  |  | #REF! | #REF!
#REF! | #REF! | #REF! | #REF! | #REF! | #REF! | #REF! | #REF! | #REF! | #REF! |  |  | #REF! | #REF!
#REF! | #REF! | #REF! | #REF! | #REF! | #REF! | #REF! | #REF! | #REF! | #REF! |  |  | #REF! | #REF!
#REF! | #REF! | #REF! | #REF! | #REF! | #REF! | #REF! | #REF! | #REF! | #REF! |  |  | #REF! | #REF!
#REF! | #REF! | #REF! | #REF! | #REF! | #REF! | #REF! | #REF! | #REF! | #REF! |  |  | #REF! | #REF!
#REF! | #REF! | #REF! | #REF! | #REF! | #REF! | #REF! | #REF! | #REF! | #REF! |  |  | #REF! | #REF!
#REF! | #REF! | #REF! | #REF! | #REF! | #REF! | #REF! | #REF! | #REF! | #REF! |  |  | #REF! | #REF!
#REF! | #REF! | #REF! | #REF! | #REF! | #REF! | #REF! | #REF! | #REF! | #REF! |  |  | #REF! | #REF!
#REF! | #REF! | #REF! | #REF! | #REF! | #REF! | #REF! | #REF! | #REF! | #REF! |  |  | #REF! | #REF!
#REF! | #REF! | #REF! | #REF! | #REF! | #REF! | #REF! | #REF! | #REF! | #REF! |  |  | #REF! | #REF!
#REF! | #REF! | #REF! | #REF! | #REF! | #REF! | #REF! | #REF! | #REF! | #REF! |  |  | #REF! | #REF!
#REF! | #REF! | #REF! | #REF! | #REF! | #REF! | #REF! | #REF! | #REF! | #REF! |  |  | #REF! | #REF!
#REF! | #REF! | #REF! | #REF! | #REF! | #REF! | #REF! | #REF! | #REF! | #REF! |  |  | #REF! | #REF!
#REF! | #REF! | #REF! | #REF! | #REF! | #REF! | #REF! | #REF! | #REF! | #REF! |  |  | #REF! | #REF!
#REF! | #REF! | #REF! | #REF! | #REF! | #REF! | #REF! | #REF! | #REF! | #REF! |  |  | #REF! | #REF!
#REF! | #REF! | #REF! | #REF! | #REF! | #REF! | #REF! | #REF! | #REF! | #REF! |  |  | #REF! | #REF!
#REF! | #REF! | #REF! | #REF! | #REF! | #REF! | #REF! | #REF! | #REF! | #REF! |  |  | #REF! | #REF!
#REF! | #REF! | #REF! | #REF! | #REF! | #REF! | #REF! | #REF! | #REF! | #REF! |  |  | #REF! | #REF!
#REF! | #REF! | #REF! | #REF! | #REF! | #REF! | #REF! | #REF! | #REF! | #REF! |  |  | #REF! | #REF!
#REF! | #REF! | #REF! | #REF! | #REF! | #REF! | #REF! | #REF! | #REF! | #REF! |  |  | #REF! | #REF!
#REF! | #REF! | #REF! | #REF! | #REF! | #REF! | #REF! | #REF! | #REF! | #REF! |  |  | #REF! | #REF!
#REF! | #REF! | #REF! | #REF! | #REF! | #REF! | #REF! | #REF! | #REF! | #REF! |  |  | #REF! | #REF!
#REF! | #REF! | #REF! | #REF! | #REF! | #REF! | #REF! | #REF! | #REF! | #REF! |  |  | #REF! | #REF!
#REF! | #REF! | #REF! | #REF! | #REF! | #REF! | #REF! | #REF! | #REF! | #REF! |  |  | #REF! | #REF!
#REF! | #REF! | #REF! | #REF! | #REF! | #REF! | #REF! | #REF! | #REF! | #REF! |  |  | #REF! | #REF!
#REF! | #REF! | #REF! | #REF! | #REF! | #REF! | #REF! | #REF! | #REF! | #REF! |  |  | #REF! | #REF!
#REF! | #REF! | #REF! | #REF! | #REF! | #REF! | #REF! | #REF! | #REF! | #REF! |  |  | #REF! | #REF!
#REF! | #REF! | #REF! | #REF! | #REF! | #REF! | #REF! | #REF! | #REF! | #REF! |  |  | #REF! | #REF!
#REF! | #REF! | #REF! | #REF! | #REF! | #REF! | #REF! | #REF! | #REF! | #REF! |  |  | #REF! | #REF!
#REF! | #REF! | #REF! | #REF! | #REF! | #REF! | #REF! | #REF! | #REF! | #REF! |  |  | #REF! | #REF!
#REF! | #REF! | #REF! | #REF! | #REF! | #REF! | #REF! | #REF! | #REF! | #REF! |  |  | #REF! | #REF!
#REF! | #REF! | #REF! | #REF! | #REF! | #REF! | #REF! | #REF! | #REF! | #REF! |  |  | #REF! | #REF!
#REF! | #REF! | #REF! | #REF! | #REF! | #REF! | #REF! | #REF! | #REF! | #REF! |  |  | #REF! | #REF!
#REF! | #REF! | #REF! | #REF! | #REF! | #REF! | #REF! | #REF! | #REF! | #REF! |  |  | #REF! | #REF!
#REF! | #REF! | #REF! | #REF! | #REF! | #REF! | #REF! | #REF! | #REF! | #REF! |  |  | #REF! | #REF!
#REF! | #REF! | #REF! | #REF! | #REF! | #REF! | #REF! | #REF! | #REF! | #REF! |  |  | #REF! | #REF!
#REF! | #REF! | #REF! | #REF! | #REF! | #REF! | #REF! | #REF! | #REF! | #REF! |  |  | #REF! | #REF!
#REF! | #REF! | #REF! | #REF! | #REF! | #REF! | #REF! | #REF! | #REF! | #REF! |  |  | #REF! | #REF!
#REF! | #REF! | #REF! | #REF! | #REF! | #REF! | #REF! | #REF! | #REF! | #REF! |  |  | #REF! | #REF!
#REF! | #REF! | #REF! | #REF! | #REF! | #REF! | #REF! | #REF! | #REF! | #REF! |  |  | #REF! | #REF!
#REF! | #REF! | #REF! | #REF! | #REF! | #REF! | #REF! | #REF! | #REF! | #REF! |  |  | #REF! | #REF!
#REF! | #REF! | #REF! | #REF! | #REF! | #REF! | #REF! | #REF! | #REF! | #REF! |  |  | #REF! | #REF!
#REF! | #REF! | #REF! | #REF! | #REF! | #REF! | #REF! | #REF! | #REF! | #REF! |  |  | #REF! | #REF!
#REF! | #REF! | #REF! | #REF! | #REF! | #REF! | #REF! | #REF! | #REF! | #REF! |  |  | #REF! | #REF!
#REF! | #REF! | #REF! | #REF! | #REF! | #REF! | #REF! | #REF! | #REF! | #REF! |  |  | #REF! | #REF!
#REF! | #REF! | #REF! | #REF! | #REF! | #REF! | #REF! | #REF! | #REF! | #REF! |  |  | #REF! | #REF!
#REF! | #REF! | #REF! | #REF! | #REF! | #REF! | #REF! | #REF! | #REF! | #REF! |  |  | #REF! | #REF!
#REF! | #REF! | #REF! | #REF! | #REF! | #REF! | #REF! | #REF! | #REF! | #REF! |  |  | #REF! | #REF!
#REF! | #REF! | #REF! | #REF! | #REF! | #REF! | #REF! | #REF! | #REF! | #REF! |  |  | #REF! | #REF!
#REF! | #REF! | #REF! | #REF! | #REF! | #REF! | #REF! | #REF! | #REF! | #REF! |  |  | #REF! | #REF!
#REF! | #REF! | #REF! | #REF! | #REF! | #REF! | #REF! | #REF! | #REF! | #REF! |  |  | #REF! | #REF!
#REF! | #REF! | #REF! | #REF! | #REF! | #REF! | #REF! | #REF! | #REF! | #REF! |  |  | #REF! | #REF!
#REF! | #REF! | #REF! | #REF! | #REF! | #REF! | #REF! | #REF! | #REF! | #REF! |  |  | #REF! | #REF!
#REF! | #REF! | #REF! | #REF! | #REF! | #REF! | #REF! | #REF! | #REF! | #REF! |  |  | #REF! | #REF!
#REF! | #REF! | #REF! | #REF! | #REF! | #REF! | #REF! | #REF! | #REF! | #REF! |  |  | #REF! | #REF!
| Total |  |  |  | #REF! | #REF! | #REF! | #REF! | #REF! | 0 | 0 | #REF! | #REF!
FY 2026-27
a) DPR Schemes
#REF!
| #REF! | [6 empty] | #REF! | #REF!
1 | #REF! | [6 empty] | #REF! | #REF!
#REF! | #REF! | #REF! | #REF! | #REF! | #REF! | #REF! | #REF! | #REF! | #REF! |  |  | #REF! | #REF! | #REF! | #REF!
#REF! | #REF! | #REF! | #REF! | #REF! | #REF! | #REF! | #REF! | #REF! | #REF! |  |  | #REF! | #REF! | #REF! | #REF!
#REF! | #REF! | #REF! | #REF! | #REF! | #REF! | #REF! | #REF! | #REF! | #REF! |  |  | #REF! | #REF! | #REF! | #REF!
#REF! | #REF! | #REF! | #REF! | #REF! | #REF! | #REF! | #REF! | #REF! | #REF! |  |  | #REF! | #REF! | #REF! | #REF!
#REF! | #REF! | #REF! | #REF! | #REF! | #REF! | #REF! | #REF! | #REF! | #REF! |  |  | #REF! | #REF! | #REF! | #REF!
#REF! | #REF! | #REF! | #REF! | #REF! | #REF! | #REF! | #REF! | #REF! | #REF! |  |  | #REF! | #REF! | #REF! | #REF!
#REF! | #REF! | #REF! | #REF! | #REF! | #REF! | #REF! | #REF! | #REF! | #REF! |  |  | #REF! | #REF! | #REF! | #REF!
#REF! | #REF! | #REF! | #REF! | #REF! | #REF! | #REF! | #REF! | #REF! | #REF! |  |  | #REF! | #REF! | #REF! | #REF!
#REF! | #REF! | #REF! | #REF! | #REF! | #REF! | #REF! | #REF! | #REF! | #REF! |  |  | #REF! | #REF! | #REF! | #REF!
#REF! | #REF! | #REF! | #REF! | #REF! | #REF! | #REF! | #REF! | #REF! | #REF! |  |  | #REF! | #REF! | #REF! | #REF!
#REF! | #REF! | #REF! | #REF! | #REF! | #REF! | #REF! | #REF! | #REF! | #REF! |  |  | #REF! | #REF! | #REF! | #REF!
#REF! | #REF! | #REF! | #REF! | #REF! | #REF! | #REF! | #REF! | #REF! | #REF! |  |  | #REF! | #REF! | #REF! | #REF!
#REF! | #REF! | #REF! | #REF! | #REF! | #REF! | #REF! | #REF! | #REF! | #REF! |  |  | #REF! | #REF! | #REF! | #REF!
#REF! | #REF! | #REF! | #REF! | #REF! | #REF! | #REF! | #REF! | #REF! | #REF! |  |  | #REF! | #REF! | #REF! | #REF!
#REF! | #REF! | #REF! | #REF! | #REF! | #REF! | #REF! | #REF! | #REF! | #REF! |  |  | #REF! | #REF! | #REF! | #REF!
#REF! | #REF! | #REF! | #REF! | #REF! | #REF! | #REF! | #REF! | #REF! | #REF! |  |  | #REF! | #REF! | #REF! | #REF!
#REF! | #REF! | #REF! | #REF! | #REF! | #REF! | #REF! | #REF! | #REF! | #REF! |  |  | #REF! | #REF! | #REF! | #REF!
#REF! | #REF! | #REF! | #REF! | #REF! | #REF! | #REF! | #REF! | #REF! | #REF! |  |  | #REF! | #REF! | #REF! | #REF!
#REF! | #REF! | #REF! | #REF! | #REF! | #REF! | #REF! | #REF! | #REF! | #REF! |  |  | #REF! | #REF! | #REF! | #REF!
#REF! | #REF! | #REF! | #REF! | #REF! | #REF! | #REF! | #REF! | #REF! | #REF! |  |  | #REF! | #REF! | #REF! | #REF!
#REF! | #REF! | #REF! | #REF! | #REF! | #REF! | #REF! | #REF! | #REF! | #REF! |  |  | #REF! | #REF! | #REF! | #REF!
#REF! | #REF! | #REF! | #REF! | #REF! | #REF! | #REF! | #REF! | #REF! | #REF! |  |  | #REF! | #REF! | #REF! | #REF!
#REF! | #REF! | #REF! | #REF! | #REF! | #REF! | #REF! | #REF! | #REF! | #REF! |  |  | #REF! | #REF! | #REF! | #REF!
#REF! | #REF! | #REF! | #REF! | #REF! | #REF! | #REF! | #REF! | #REF! | #REF! |  |  | #REF! | #REF! | #REF! | #REF!
#REF! | #REF! | #REF! | #REF! | #REF! | #REF! | #REF! | #REF! | #REF! | #REF! |  |  | #REF! | #REF! | #REF! | #REF!
#REF! | #REF! | #REF! | #REF! | #REF! | #REF! | #REF! | #REF! | #REF! | #REF! |  |  | #REF! | #REF! | #REF! | #REF!
#REF! | #REF! | #REF! | #REF! | #REF! | #REF! | #REF! | #REF! | #REF! | #REF! |  |  | #REF! | #REF! | #REF! | #REF!
#REF! | #REF! | #REF! | #REF! | #REF! | #REF! | #REF! | #REF! | #REF! | #REF! |  |  | #REF! | #REF! | #REF! | #REF!
#REF! | #REF! | #REF! | #REF! | #REF! | #REF! | #REF! | #REF! | #REF! | #REF! |  |  | #REF! | #REF! | #REF! | #REF!
#REF! | #REF! | #REF! | #REF! | #REF! | #REF! | #REF! | #REF! | #REF! | #REF! |  |  | #REF! | #REF! | #REF! | #REF!
#REF! | #REF! | #REF! | #REF! | #REF! | #REF! | #REF! | #REF! | #REF! | #REF! |  |  | #REF! | #REF! | #REF! | #REF!
#REF! | #REF! | #REF! | #REF! | #REF! | #REF! | #REF! | #REF! | #REF! | #REF! |  |  | #REF! | #REF! | #REF! | #REF!
#REF! | #REF! | #REF! | #REF! | #REF! | #REF! | #REF! | #REF! | #REF! | #REF! |  |  | #REF! | #REF! | #REF! | #REF!
#REF! | #REF! | #REF! | #REF! | #REF! | #REF! | #REF! | #REF! | #REF! | #REF! |  |  | #REF! | #REF! | #REF! | #REF!
#REF! | #REF! | #REF! | #REF! | #REF! | #REF! | #REF! | #REF! | #REF! | #REF! |  |  | #REF! | #REF! | #REF! | #REF!
#REF! | #REF! | #REF! | #REF! | #REF! | #REF! | #REF! | #REF! | #REF! | #REF! |  |  | #REF! | #REF! | #REF! | #REF!
#REF! | #REF! | #REF! | #REF! | #REF! | #REF! | #REF! | #REF! | #REF! | #REF! |  |  | #REF! | #REF! | #REF! | #REF!
#REF! | #REF! | #REF! | #REF! | #REF! | #REF! | #REF! | #REF! | #REF! | #REF! |  |  | #REF! | #REF! | #REF! | #REF!
#REF! | #REF! | #REF! | #REF! | #REF! | #REF! | #REF! | #REF! | #REF! | #REF! |  |  | #REF! | #REF! | #REF! | #REF!
#REF! | #REF! | #REF! | #REF! | #REF! | #REF! | #REF! | #REF! | #REF! | #REF! |  |  | #REF! | #REF! | #REF! | #REF!
#REF! | #REF! | #REF! | #REF! | #REF! | #REF! | #REF! | #REF! | #REF! | #REF! |  |  | #REF! | #REF! | #REF! | #REF!
#REF! | #REF! | #REF! | #REF! | #REF! | #REF! | #REF! | #REF! | #REF! | #REF! |  |  | #REF! | #REF! | #REF! | #REF!
#REF! | #REF! | #REF! | #REF! | #REF! | #REF! | #REF! | #REF! | #REF! | #REF! |  |  | #REF! | #REF! | #REF! | #REF!
#REF! | #REF! | #REF! | #REF! | #REF! | #REF! | #REF! | #REF! | #REF! | #REF! |  |  | #REF! | #REF! | #REF! | #REF!
#REF! | #REF! | #REF! | #REF! | #REF! | #REF! | #REF! | #REF! | #REF! | #REF! |  |  | #REF! | #REF! | #REF! | #REF!
#REF! | #REF! | #REF! | #REF! | #REF! | #REF! | #REF! | #REF! | #REF! | #REF! |  |  | #REF! | #REF! | #REF! | #REF!
#REF! | #REF! | #REF! | #REF! | #REF! | #REF! | #REF! | #REF! | #REF! | #REF! |  |  | #REF! | #REF! | #REF! | #REF!
#REF! | #REF! | #REF! | #REF! | #REF! | #REF! | #REF! | #REF! | #REF! | #REF! |  |  | #REF! | #REF! | #REF! | #REF!
#REF! | #REF! | #REF! | #REF! | #REF! | #REF! | #REF! | #REF! | #REF! | #REF! |  |  | #REF! | #REF! | #REF! | #REF!
#REF! | #REF! | #REF! | #REF! | #REF! | #REF! | #REF! | #REF! | #REF! | #REF! |  |  | #REF! | #REF! | #REF! | #REF!
#REF! | #REF! | #REF! | #REF! | #REF! | #REF! | #REF! | #REF! | #REF! | #REF! |  |  | #REF! | #REF! | #REF! | #REF!
#REF! | #REF! | #REF! | #REF! | #REF! | #REF! | #REF! | #REF! | #REF! | #REF! |  |  | #REF! | #REF! | #REF! | #REF!
#REF! | #REF! | #REF! | #REF! | #REF! | #REF! | #REF! | #REF! | #REF! | #REF! |  |  | #REF! | #REF! | #REF! | #REF!
#REF! | #REF! | #REF! | #REF! | #REF! | #REF! | #REF! | #REF! | #REF! | #REF! |  |  | #REF! | #REF! | #REF! | #REF!
#REF! | #REF! | #REF! | #REF! | #REF! | #REF! | #REF! | #REF! | #REF! | #REF! |  |  | #REF! | #REF! | #REF! | #REF!
#REF! | #REF! | #REF! | #REF! | #REF! | #REF! | #REF! | #REF! | #REF! | #REF! |  |  | #REF! | #REF! | #REF! | #REF!
#REF! | #REF! | #REF! | #REF! | #REF! | #REF! | #REF! | #REF! | #REF! | #REF! |  |  | #REF! | #REF! | #REF! | #REF!
#REF! | #REF! | #REF! | #REF! | #REF! | #REF! | #REF! | #REF! | #REF! | #REF! |  |  | #REF! | #REF! | #REF! | #REF!
#REF! | #REF! | #REF! | #REF! | #REF! | #REF! | #REF! | #REF! | #REF! | #REF! |  |  | #REF! | #REF! | #REF! | #REF!
#REF! | #REF! | #REF! | #REF! | #REF! | #REF! | #REF! | #REF! | #REF! | #REF! |  |  | #REF! | #REF! | #REF! | #REF!
#REF! | #REF! | #REF! | #REF! | #REF! | #REF! | #REF! | #REF! | #REF! | #REF! |  |  | #REF! | #REF! | #REF! | #REF!
#REF! | #REF! | #REF! | #REF! | #REF! | #REF! | #REF! | #REF! | #REF! | #REF! |  |  | #REF! | #REF! | #REF! | #REF!
#REF! | #REF! | #REF! | #REF! | #REF! | #REF! | #REF! | #REF! | #REF! | #REF! |  |  | #REF! | #REF! | #REF! | #REF!
#REF! | #REF! | #REF! | #REF! | #REF! | #REF! | #REF! | #REF! | #REF! | #REF! |  |  | #REF! | #REF! | #REF! | #REF!
#REF! | #REF! | #REF! | #REF! | #REF! | #REF! | #REF! | #REF! | #REF! | #REF! |  |  | #REF! | #REF! | #REF! | #REF!
#REF! | #REF! | #REF! | #REF! | #REF! | #REF! | #REF! | #REF! | #REF! | #REF! |  |  | #REF! | #REF! | #REF! | #REF!
#REF! | #REF! | #REF! | #REF! | #REF! | #REF! | #REF! | #REF! | #REF! | #REF! |  |  | #REF! | #REF! | #REF! | #REF!
#REF! | #REF! | #REF! | #REF! | #REF! | #REF! | #REF! | #REF! | #REF! | #REF! |  |  | #REF! | #REF! | #REF! | #REF!
#REF! | #REF! | #REF! | #REF! | #REF! | #REF! | #REF! | #REF! | #REF! | #REF! |  |  | #REF! | #REF! | #REF! | #REF!
#REF! | #REF! | #REF! | #REF! | #REF! | #REF! | #REF! | #REF! | #REF! | #REF! |  |  | #REF! | #REF! | #REF! | #REF!
#REF! | #REF! | #REF! | #REF! | #REF! | #REF! | #REF! | #REF! | #REF! | #REF! |  |  | #REF! | #REF! | #REF! | #REF!
#REF! | #REF! | #REF! | #REF! | #REF! | #REF! | #REF! | #REF! | #REF! | #REF! |  |  | #REF! | #REF! | #REF! | #REF!
#REF! | #REF! | #REF! | #REF! | #REF! | #REF! | #REF! | #REF! | #REF! | #REF! |  |  | #REF! | #REF! | #REF! | #REF!
#REF! | #REF! | #REF! | #REF! | #REF! | #REF! | #REF! | #REF! | #REF! | #REF! |  |  | #REF! | #REF! | #REF! | #REF!
#REF! | #REF! | #REF! | #REF! | #REF! | #REF! | #REF! | #REF! | #REF! | #REF! |  |  | #REF! | #REF! | #REF! | #REF!
#REF! | #REF! | #REF! | #REF! | #REF! | #REF! | #REF! | #REF! | #REF! | #REF! |  |  | #REF! | #REF! | #REF! | #REF!
#REF! | #REF! | #REF! | #REF! | #REF! | #REF! | #REF! | #REF! | #REF! | #REF! |  |  | #REF! | #REF! | #REF! | #REF!
#REF! | #REF! | #REF! | #REF! | #REF! | #REF! | #REF! | #REF! | #REF! | #REF! |  |  | #REF! | #REF! | #REF! | #REF!
#REF! | #REF! | #REF! | #REF! | #REF! | #REF! | #REF! | #REF! | #REF! | #REF! |  |  | #REF! | #REF! | #REF! | #REF!
#REF! | #REF! | #REF! | #REF! | #REF! | #REF! | #REF! | #REF! | #REF! | #REF! |  |  | #REF! | #REF! | #REF! | #REF!
#REF! | #REF! | #REF! | #REF! | #REF! | #REF! | #REF! | #REF! | #REF! | #REF! |  |  | #REF! | #REF! | #REF! | #REF!
#REF! | #REF! | #REF! | #REF! | #REF! | #REF! | #REF! | #REF! | #REF! | #REF! |  |  | #REF! | #REF! | #REF! | #REF!
#REF! | #REF! | #REF! | #REF! | #REF! | #REF! | #REF! | #REF! | #REF! | #REF! |  |  | #REF! | #REF! | #REF! | #REF!
#REF! | #REF! | #REF! | #REF! | #REF! | #REF! | #REF! | #REF! | #REF! | #REF! |  |  | #REF! | #REF! | #REF! | #REF!
#REF! | #REF! | #REF! | #REF! | #REF! | #REF! | #REF! | #REF! | #REF! | #REF! |  |  | #REF! | #REF! | #REF! | #REF!
#REF! | #REF! | #REF! | #REF! | #REF! | #REF! | #REF! | #REF! | #REF! | #REF! |  |  | #REF! | #REF! | #REF! | #REF!
#REF! | #REF! | #REF! | #REF! | #REF! | #REF! | #REF! | #REF! | #REF! | #REF! |  |  | #REF! | #REF! | #REF! | #REF!
#REF! | #REF! | #REF! | #REF! | #REF! | #REF! | #REF! | #REF! | #REF! | #REF! |  |  | #REF! | #REF! | #REF! | #REF!
#REF! | #REF! | #REF! | #REF! | #REF! | #REF! | #REF! | #REF! | #REF! | #REF! |  |  | #REF! | #REF! | #REF! | #REF!
#REF! | #REF! | #REF! | #REF! | #REF! | #REF! | #REF! | #REF! | #REF! | #REF! |  |  | #REF! | #REF! | #REF! | #REF!
#REF! | #REF! | #REF! | #REF! | #REF! | #REF! | #REF! | #REF! | #REF! | #REF! |  |  | #REF! | #REF! | #REF! | #REF!
#REF! | #REF! | #REF! | #REF! | #REF! | #REF! | #REF! | #REF! | #REF! | #REF! |  |  | #REF! | #REF! | #REF! | #REF!
#REF! | #REF! | #REF! | #REF! | #REF! | #REF! | #REF! | #REF! | #REF! | #REF! |  |  | #REF! | #REF! | #REF! | #REF!
#REF! | #REF! | #REF! | #REF! | #REF! | #REF! | #REF! | #REF! | #REF! | #REF! |  |  | #REF! | #REF! | #REF! | #REF!
#REF! | #REF! | #REF! | #REF! | #REF! | #REF! | #REF! | #REF! | #REF! | #REF! |  |  | #REF! | #REF! | #REF! | #REF!
#REF! | #REF! | #REF! | #REF! | #REF! | #REF! | #REF! | #REF! | #REF! | #REF! |  |  | #REF! | #REF! | #REF! | #REF!
#REF! | #REF! | #REF! | #REF! | #REF! | #REF! | #REF! | #REF! | #REF! | #REF! |  |  | #REF! | #REF! | #REF! | #REF!
#REF! | #REF! | #REF! | #REF! | #REF! | #REF! | #REF! | #REF! | #REF! | #REF! |  |  | #REF! | #REF! | #REF! | #REF!
#REF! | #REF! | #REF! | #REF! | #REF! | #REF! | #REF! | #REF! | #REF! | #REF! |  |  | #REF! | #REF! | #REF! | #REF!
#REF! | #REF! | #REF! | #REF! | #REF! | #REF! | #REF! | #REF! | #REF! | #REF! |  |  | #REF! | #REF! | #REF! | #REF!
#REF! | #REF! | #REF! | #REF! | #REF! | #REF! | #REF! | #REF! | #REF! | #REF! |  |  | #REF! | #REF! | #REF! | #REF!
#REF! | #REF! | #REF! | #REF! | #REF! | #REF! | #REF! | #REF! | #REF! | #REF! |  |  | #REF! | #REF! | #REF! | #REF!
#REF! | #REF! | #REF! | #REF! | #REF! | #REF! | #REF! | #REF! | #REF! | #REF! |  |  | #REF! | #REF! | #REF! | #REF!
#REF! | #REF! | #REF! | #REF! | #REF! | #REF! | #REF! | #REF! | #REF! | #REF! |  |  | #REF! | #REF! | #REF! | #REF!
#REF! | #REF! | #REF! | #REF! | #REF! | #REF! | #REF! | #REF! | #REF! | #REF! |  |  | #REF! | #REF! | #REF! | #REF!
#REF! | #REF! | #REF! | #REF! | #REF! | #REF! | #REF! | #REF! | #REF! | #REF! |  |  | #REF! | #REF! | #REF! | #REF!
#REF! | #REF! | #REF! | #REF! | #REF! | #REF! | #REF! | #REF! | #REF! | #REF! |  |  | #REF! | #REF! | #REF! | #REF!
#REF! | #REF! | #REF! | #REF! | #REF! | #REF! | #REF! | #REF! | #REF! | #REF! |  |  | #REF! | #REF! | #REF! | #REF!
#REF! | #REF! | #REF! | #REF! | #REF! | #REF! | #REF! | #REF! | #REF! | #REF! |  |  | #REF! | #REF! | #REF! | #REF!
#REF! | #REF! | #REF! | #REF! | #REF! | #REF! | #REF! | #REF! | #REF! | #REF! |  |  | #REF! | #REF! | #REF! | #REF!
#REF! | #REF! | #REF! | #REF! | #REF! | #REF! | #REF! | #REF! | #REF! | #REF! |  |  | #REF! | #REF! | #REF! | #REF!
#REF! | #REF! | #REF! | #REF! | #REF! | #REF! | #REF! | #REF! | #REF! | #REF! |  |  | #REF! | #REF! | #REF! | #REF!
#REF! | #REF! | #REF! | #REF! | #REF! | #REF! | #REF! | #REF! | #REF! | #REF! |  |  | #REF! | #REF! | #REF! | #REF!
#REF! | #REF! | #REF! | #REF! | #REF! | #REF! | #REF! | #REF! | #REF! | #REF! |  |  | #REF! | #REF! | #REF! | #REF!
#REF! | #REF! | #REF! | #REF! | #REF! | #REF! | #REF! | #REF! | #REF! | #REF! |  |  | #REF! | #REF! | #REF! | #REF!
#REF! | #REF! | #REF! | #REF! | #REF! | #REF! | #REF! | #REF! | #REF! | #REF! |  |  | #REF! | #REF! | #REF! | #REF!
#REF! | #REF! | #REF! | #REF! | #REF! | #REF! | #REF! | #REF! | #REF! | #REF! |  |  | #REF! | #REF! | #REF! | #REF!
#REF! | #REF! | #REF! | #REF! | #REF! | #REF! | #REF! | #REF! | #REF! | #REF! |  |  | #REF! | #REF!
#REF! | #REF! | #REF! | #REF! | #REF! | #REF! | #REF! | #REF! | #REF! | #REF! |  |  | #REF! | #REF!
#REF! | #REF! | #REF! | #REF! | #REF! | #REF! | #REF! | #REF! | #REF! | #REF! |  |  | #REF! | #REF!
#REF! | #REF! | #REF! | #REF! | #REF! | #REF! | #REF! | #REF! | #REF! | #REF! |  |  | #REF! | #REF!
#REF! | #REF! | #REF! | #REF! | #REF! | #REF! | #REF! | #REF! | #REF! | #REF! |  |  | #REF! | #REF!
#REF! | #REF! | #REF! | #REF! | #REF! | #REF! | #REF! | #REF! | #REF! | #REF! |  |  | #REF! | #REF!
#REF! | #REF! | #REF! | #REF! | #REF! | #REF! | #REF! | #REF! | #REF! | #REF! |  |  | #REF! | #REF!
#REF! | #REF! | #REF! | #REF! | #REF! | #REF! | #REF! | #REF! | #REF! | #REF! |  |  | #REF! | #REF!
#REF! | #REF! | #REF! | #REF! | #REF! | #REF! | #REF! | #REF! | #REF! | #REF! |  |  | #REF! | #REF!
#REF! | #REF! | #REF! | #REF! | #REF! | #REF! | #REF! | #REF! | #REF! | #REF! |  |  | #REF! | #REF!
#REF! | #REF! | #REF! | #REF! | #REF! | #REF! | #REF! | #REF! | #REF! | #REF! |  |  | #REF! | #REF!
#REF! | #REF! | #REF! | #REF! | #REF! | #REF! | #REF! | #REF! | #REF! | #REF! |  |  | #REF! | #REF!
#REF! | #REF! | #REF! | #REF! | #REF! | #REF! | #REF! | #REF! | #REF! | #REF! |  |  | #REF! | #REF!
#REF! | #REF! | #REF! | #REF! | #REF! | #REF! | #REF! | #REF! | #REF! | #REF! |  |  | #REF! | #REF!
#REF! | #REF! | #REF! | #REF! | #REF! | #REF! | #REF! | #REF! | #REF! | #REF! |  |  | #REF! | #REF!
#REF! | #REF! | #REF! | #REF! | #REF! | #REF! | #REF! | #REF! | #REF! | #REF! |  |  | #REF! | #REF!
#REF! | #REF! | #REF! | #REF! | #REF! | #REF! | #REF! | #REF! | #REF! | #REF! |  |  | #REF! | #REF!
#REF! | #REF! | #REF! | #REF! | #REF! | #REF! | #REF! | #REF! | #REF! | #REF! |  |  | #REF! | #REF!
#REF! | #REF! | #REF! | #REF! | #REF! | #REF! | #REF! | #REF! | #REF! | #REF! |  |  | #REF! | #REF!
#REF! | #REF! | #REF! | #REF! | #REF! | #REF! | #REF! | #REF! | #REF! | #REF! |  |  | #REF! | #REF!
#REF! | #REF! | #REF! | #REF! | #REF! | #REF! | #REF! | #REF! | #REF! | #REF! |  |  | #REF! | #REF!
#REF! | #REF! | #REF! | #REF! | #REF! | #REF! | #REF! | #REF! | #REF! | #REF! |  |  | #REF! | #REF!
#REF! | #REF! | #REF! | #REF! | #REF! | #REF! | #REF! | #REF! | #REF! | #REF! |  |  | #REF! | #REF!
#REF! | #REF! | #REF! | #REF! | #REF! | #REF! | #REF! | #REF! | #REF! | #REF! |  |  | #REF! | #REF!
#REF! | #REF! | #REF! | #REF! | #REF! | #REF! | #REF! | #REF! | #REF! | #REF! |  |  | #REF! | #REF!
#REF! | #REF! | #REF! | #REF! | #REF! | #REF! | #REF! | #REF! | #REF! | #REF! |  |  | #REF! | #REF!
#REF! | #REF! | #REF! | #REF! | #REF! | #REF! | #REF! | #REF! | #REF! | #REF! |  |  | #REF! | #REF!
#REF! | #REF! | #REF! | #REF! | #REF! | #REF! | #REF! | #REF! | #REF! | #REF! |  |  | #REF! | #REF!
#REF! | #REF! | #REF! | #REF! | #REF! | #REF! | #REF! | #REF! | #REF! | #REF! |  |  | #REF! | #REF!
#REF! | #REF! | #REF! | #REF! | #REF! | #REF! | #REF! | #REF! | #REF! | #REF! |  |  | #REF! | #REF!
#REF! | #REF! | #REF! | #REF! | #REF! | #REF! | #REF! | #REF! | #REF! | #REF! |  |  | #REF! | #REF!
#REF! | #REF! | #REF! | #REF! | #REF! | #REF! | #REF! | #REF! | #REF! | #REF! |  |  | #REF! | #REF!
#REF! | #REF! | #REF! | #REF! | #REF! | #REF! | #REF! | #REF! | #REF! | #REF! |  |  | #REF! | #REF!
#REF! | #REF! | #REF! | #REF! | #REF! | #REF! | #REF! | #REF! | #REF! | #REF! |  |  | #REF! | #REF!
#REF! | #REF! | #REF! | #REF! | #REF! | #REF! | #REF! | #REF! | #REF! | #REF! |  |  | #REF! | #REF!
#REF! | #REF! | #REF! | #REF! | #REF! | #REF! | #REF! | #REF! | #REF! | #REF! |  |  | #REF! | #REF!
#REF! | #REF! | #REF! | #REF! | #REF! | #REF! | #REF! | #REF! | #REF! | #REF! |  |  | #REF! | #REF!
#REF! | #REF! | #REF! | #REF! | #REF! | #REF! | #REF! | #REF! | #REF! | #REF! |  |  | #REF! | #REF!
#REF! | #REF! | #REF! | #REF! | #REF! | #REF! | #REF! | #REF! | #REF! | #REF! |  |  | #REF! | #REF!
#REF! | #REF! | #REF! | #REF! | #REF! | #REF! | #REF! | #REF! | #REF! | #REF! |  |  | #REF! | #REF!
#REF! | #REF! | #REF! | #REF! | #REF! | #REF! | #REF! | #REF! | #REF! | #REF! |  |  | #REF! | #REF!
#REF! | #REF! | #REF! | #REF! | #REF! | #REF! | #REF! | #REF! | #REF! | #REF! |  |  | #REF! | #REF!
#REF! | #REF! | #REF! | #REF! | #REF! | #REF! | #REF! | #REF! | #REF! | #REF! |  |  | #REF! | #REF!
#REF! | #REF! | #REF! | #REF! | #REF! | #REF! | #REF! | #REF! | #REF! | #REF! |  |  | #REF! | #REF!
#REF! | #REF! | #REF! | #REF! | #REF! | #REF! | #REF! | #REF! | #REF! | #REF! |  |  | #REF! | #REF!
#REF! | #REF! | #REF! | #REF! | #REF! | #REF! | #REF! | #REF! | #REF! | #REF! |  |  | #REF! | #REF!
#REF! | #REF! | #REF! | #REF! | #REF! | #REF! | #REF! | #REF! | #REF! | #REF! |  |  | #REF! | #REF!
#REF! | #REF! | #REF! | #REF! | #REF! | #REF! | #REF! | #REF! | #REF! | #REF! |  |  | #REF! | #REF!
#REF! | #REF! | #REF! | #REF! | #REF! | #REF! | #REF! | #REF! | #REF! | #REF! |  |  | #REF! | #REF!
#REF! | #REF! | #REF! | #REF! | #REF! | #REF! | #REF! | #REF! | #REF! | #REF! |  |  | #REF! | #REF!
#REF! | #REF! | #REF! | #REF! | #REF! | #REF! | #REF! | #REF! | #REF! | #REF! |  |  | #REF! | #REF!
#REF! | #REF! | #REF! | #REF! | #REF! | #REF! | #REF! | #REF! | #REF! | #REF! |  |  | #REF! | #REF!
#REF! | #REF! | #REF! | #REF! | #REF! | #REF! | #REF! | #REF! | #REF! | #REF! |  |  | #REF! | #REF!
#REF! | #REF! | #REF! | #REF! | #REF! | #REF! | #REF! | #REF! | #REF! | #REF! |  |  | #REF! | #REF!
#REF! | #REF! | #REF! | #REF! | #REF! | #REF! | #REF! | #REF! | #REF! | #REF! |  |  | #REF! | #REF!
#REF! | #REF! | #REF! | #REF! | #REF! | #REF! | #REF! | #REF! | #REF! | #REF! |  |  | #REF! | #REF!
#REF! | #REF! | #REF! | #REF! | #REF! | #REF! | #REF! | #REF! | #REF! | #REF! |  |  | #REF! | #REF!
#REF! | #REF! | #REF! | #REF! | #REF! | #REF! | #REF! | #REF! | #REF! | #REF! |  |  | #REF! | #REF!
#REF! | #REF! | #REF! | #REF! | #REF! | #REF! | #REF! | #REF! | #REF! | #REF! |  |  | #REF! | #REF!
#REF! | #REF! | #REF! | #REF! | #REF! | #REF! | #REF! | #REF! | #REF! | #REF! |  |  | #REF! | #REF!
#REF! | #REF! | #REF! | #REF! | #REF! | #REF! | #REF! | #REF! | #REF! | #REF! |  |  | #REF! | #REF!
#REF! | #REF! | #REF! | #REF! | #REF! | #REF! | #REF! | #REF! | #REF! | #REF! |  |  | #REF! | #REF!
#REF! | #REF! | #REF! | #REF! | #REF! | #REF! | #REF! | #REF! | #REF! | #REF! |  |  | #REF! | #REF!
#REF! | #REF! | #REF! | #REF! | #REF! | #REF! | #REF! | #REF! | #REF! | #REF! |  |  | #REF! | #REF!
#REF! | #REF! | #REF! | #REF! | #REF! | #REF! | #REF! | #REF! | #REF! | #REF! |  |  | #REF! | #REF!
#REF! | #REF! | #REF! | #REF! | #REF! | #REF! | #REF! | #REF! | #REF! | #REF! |  |  | #REF! | #REF!
#REF! | #REF! | #REF! | #REF! | #REF! | #REF! | #REF! | #REF! | #REF! | #REF! |  |  | #REF! | #REF!
#REF! | #REF! | #REF! | #REF! | #REF! | #REF! | #REF! | #REF! | #REF! | #REF! |  |  | #REF! | #REF!
#REF! | #REF! | #REF! | #REF! | #REF! | #REF! | #REF! | #REF! | #REF! | #REF! |  |  | #REF! | #REF!
#REF! | #REF! | #REF! | #REF! | #REF! | #REF! | #REF! | #REF! | #REF! | #REF! |  |  | #REF! | #REF!
#REF! | #REF! | #REF! | #REF! | #REF! | #REF! | #REF! | #REF! | #REF! | #REF! |  |  | #REF! | #REF!
#REF! | #REF! | #REF! | #REF! | #REF! | #REF! | #REF! | #REF! | #REF! | #REF! |  |  | #REF! | #REF!
#REF! | #REF! | #REF! | #REF! | #REF! | #REF! | #REF! | #REF! | #REF! | #REF! |  |  | #REF! | #REF!
#REF! | #REF! | #REF! | #REF! | #REF! | #REF! | #REF! | #REF! | #REF! | #REF! |  |  | #REF! | #REF!
#REF! | #REF! | #REF! | #REF! | #REF! | #REF! | #REF! | #REF! | #REF! | #REF! |  |  | #REF! | #REF!
#REF! | #REF! | #REF! | #REF! | #REF! | #REF! | #REF! | #REF! | #REF! | #REF! |  |  | #REF! | #REF!
#REF! | #REF! | #REF! | #REF! | #REF! | #REF! | #REF! | #REF! | #REF! | #REF! |  |  | #REF! | #REF!
#REF! | #REF! | #REF! | #REF! | #REF! | #REF! | #REF! | #REF! | #REF! | #REF! |  |  | #REF! | #REF!
#REF! | #REF! | #REF! | #REF! | #REF! | #REF! | #REF! | #REF! | #REF! | #REF! |  |  | #REF! | #REF!
#REF! | #REF! | #REF! | #REF! | #REF! | #REF! | #REF! | #REF! | #REF! | #REF! |  |  | #REF! | #REF!
#REF! | #REF! | #REF! | #REF! | #REF! | #REF! | #REF! | #REF! | #REF! | #REF! |  |  | #REF! | #REF!
#REF! | #REF! | #REF! | #REF! | #REF! | #REF! | #REF! | #REF! | #REF! | #REF! |  |  | #REF! | #REF!
#REF! | #REF! | #REF! | #REF! | #REF! | #REF! | #REF! | #REF! | #REF! | #REF! |  |  | #REF! | #REF!
#REF! | #REF! | #REF! | #REF! | #REF! | #REF! | #REF! | #REF! | #REF! | #REF! |  |  | #REF! | #REF!
#REF! | #REF! | #REF! | #REF! | #REF! | #REF! | #REF! | #REF! | #REF! | #REF! |  |  | #REF! | #REF!
#REF! | #REF! | #REF! | #REF! | #REF! | #REF! | #REF! | #REF! | #REF! | #REF! |  |  | #REF! | #REF!
#REF! | #REF! | #REF! | #REF! | #REF! | #REF! | #REF! | #REF! | #REF! | #REF! |  |  | #REF! | #REF!
#REF! | #REF! | #REF! | #REF! | #REF! | #REF! | #REF! | #REF! | #REF! | #REF! |  |  | #REF! | #REF!
#REF! | #REF! | #REF! | #REF! | #REF! | #REF! | #REF! | #REF! | #REF! | #REF! |  |  | #REF! | #REF!
#REF! | #REF! | #REF! | #REF! | #REF! | #REF! | #REF! | #REF! | #REF! | #REF! |  |  | #REF! | #REF!
#REF! | #REF! | #REF! | #REF! | #REF! | #REF! | #REF! | #REF! | #REF! | #REF! |  |  | #REF! | #REF!
#REF! | #REF! | #REF! | #REF! | #REF! | #REF! | #REF! | #REF! | #REF! | #REF! |  |  | #REF! | #REF!
#REF! | #REF! | #REF! | #REF! | #REF! | #REF! | #REF! | #REF! | #REF! | #REF! |  |  | #REF! | #REF!
#REF! | #REF! | #REF! | #REF! | #REF! | #REF! | #REF! | #REF! | #REF! | #REF! |  |  | #REF! | #REF!
#REF! | #REF! | #REF! | #REF! | #REF! | #REF! | #REF! | #REF! | #REF! | #REF! |  |  | #REF! | #REF!
#REF! | #REF! | #REF! | #REF! | #REF! | #REF! | #REF! | #REF! | #REF! | #REF! |  |  | #REF! | #REF!
#REF! | #REF! | #REF! | #REF! | #REF! | #REF! | #REF! | #REF! | #REF! | #REF! |  |  | #REF! | #REF!
#REF! | #REF! | #REF! | #REF! | #REF! | #REF! | #REF! | #REF! | #REF! | #REF! |  |  | #REF! | #REF!
#REF! | #REF! | #REF! | #REF! | #REF! | #REF! | #REF! | #REF! | #REF! | #REF! |  |  | #REF! | #REF!
#REF! | #REF! | #REF! | #REF! | #REF! | #REF! | #REF! | #REF! | #REF! | #REF! |  |  | #REF! | #REF!
#REF! | #REF! | #REF! | #REF! | #REF! | #REF! | #REF! | #REF! | #REF! | #REF! |  |  | #REF! | #REF!
#REF! | #REF! | #REF! | #REF! | #REF! | #REF! | #REF! | #REF! | #REF! | #REF! |  |  | #REF! | #REF!
#REF! | #REF! | #REF! | #REF! | #REF! | #REF! | #REF! | #REF! | #REF! | #REF! |  |  | #REF! | #REF!
#REF! | #REF! | #REF! | #REF! | #REF! | #REF! | #REF! | #REF! | #REF! | #REF! |  |  | #REF! | #REF!
#REF! | #REF! | #REF! | #REF! | #REF! | #REF! | #REF! | #REF! | #REF! | #REF! |  |  | #REF! | #REF!
#REF! | #REF! | #REF! | #REF! | #REF! | #REF! | #REF! | #REF! | #REF! | #REF! |  |  | #REF! | #REF!
#REF! | #REF! | #REF! | #REF! | #REF! | #REF! | #REF! | #REF! | #REF! | #REF! |  |  | #REF! | #REF!
#REF! | #REF! | #REF! | #REF! | #REF! | #REF! | #REF! | #REF! | #REF! | #REF! |  |  | #REF! | #REF!
#REF! | #REF! | #REF! | #REF! | #REF! | #REF! | #REF! | #REF! | #REF! | #REF! |  |  | #REF! | #REF!
#REF! | #REF! | #REF! | #REF! | #REF! | #REF! | #REF! | #REF! | #REF! | #REF! |  |  | #REF! | #REF!
#REF! | #REF! | #REF! | #REF! | #REF! | #REF! | #REF! | #REF! | #REF! | #REF! |  |  | #REF! | #REF!
#REF! | #REF! | #REF! | #REF! | #REF! | #REF! | #REF! | #REF! | #REF! | #REF! |  |  | #REF! | #REF!
#REF! | #REF! | #REF! | #REF! | #REF! | #REF! | #REF! | #REF! | #REF! | #REF! |  |  | #REF! | #REF!
#REF! | #REF! | #REF! | #REF! | #REF! | #REF! | #REF! | #REF! | #REF! | #REF! |  |  | #REF! | #REF!
#REF! | #REF! | #REF! | #REF! | #REF! | #REF! | #REF! | #REF! | #REF! | #REF! |  |  | #REF! | #REF!
#REF! | #REF! | #REF! | #REF! | #REF! | #REF! | #REF! | #REF! | #REF! | #REF! |  |  | #REF! | #REF!
#REF! | #REF! | #REF! | #REF! | #REF! | #REF! | #REF! | #REF! | #REF! | #REF! |  |  | #REF! | #REF!
#REF! | #REF! | #REF! | #REF! | #REF! | #REF! | #REF! | #REF! | #REF! | #REF! |  |  | #REF! | #REF!
#REF! | #REF! | #REF! | #REF! | #REF! | #REF! | #REF! | #REF! | #REF! | #REF! |  |  | #REF! | #REF!
#REF! | #REF! | #REF! | #REF! | #REF! | #REF! | #REF! | #REF! | #REF! | #REF! |  |  | #REF! | #REF!
#REF! | #REF! | #REF! | #REF! | #REF! | #REF! | #REF! | #REF! | #REF! | #REF! |  |  | #REF! | #REF!
#REF! | #REF! | #REF! | #REF! | #REF! | #REF! | #REF! | #REF! | #REF! | #REF! |  |  | #REF! | #REF!
#REF! | #REF! | #REF! | #REF! | #REF! | #REF! | #REF! | #REF! | #REF! | #REF! |  |  | #REF! | #REF!
#REF! | #REF! | #REF! | #REF! | #REF! | #REF! | #REF! | #REF! | #REF! | #REF! |  |  | #REF! | #REF!
#REF! | #REF! | #REF! | #REF! | #REF! | #REF! | #REF! | #REF! | #REF! | #REF! |  |  | #REF! | #REF!
#REF! | #REF! | #REF! | #REF! | #REF! | #REF! | #REF! | #REF! | #REF! | #REF! |  |  | #REF! | #REF!
#REF! | #REF! | #REF! | #REF! | #REF! | #REF! | #REF! | #REF! | #REF! | #REF! |  |  | #REF! | #REF!
#REF! | #REF! | #REF! | #REF! | #REF! | #REF! | #REF! | #REF! | #REF! | #REF! |  |  | #REF! | #REF!
#REF! | #REF! | #REF! | #REF! | #REF! | #REF! | #REF! | #REF! | #REF! | #REF! |  |  | #REF! | #REF!
#REF! | #REF! | #REF! | #REF! | #REF! | #REF! | #REF! | #REF! | #REF! | #REF! |  |  | #REF! | #REF!
#REF! | #REF! | #REF! | #REF! | #REF! | #REF! | #REF! | #REF! | #REF! | #REF! |  |  | #REF! | #REF!
#REF! | #REF! | #REF! | #REF! | #REF! | #REF! | #REF! | #REF! | #REF! | #REF! |  |  | #REF! | #REF!
#REF! | #REF! | #REF! | #REF! | #REF! | #REF! | #REF! | #REF! | #REF! | #REF! |  |  | #REF! | #REF!
#REF! | #REF! | #REF! | #REF! | #REF! | #REF! | #REF! | #REF! | #REF! | #REF! |  |  | #REF! | #REF!
#REF! | #REF! | #REF! | #REF! | #REF! | #REF! | #REF! | #REF! | #REF! | #REF! |  |  | #REF! | #REF!
#REF! | #REF! | #REF! | #REF! | #REF! | #REF! | #REF! | #REF! | #REF! | #REF! |  |  | #REF! | #REF!
#REF! | #REF! | #REF! | #REF! | #REF! | #REF! | #REF! | #REF! | #REF! | #REF! |  |  | #REF! | #REF!
#REF! | #REF! | #REF! | #REF! | #REF! | #REF! | #REF! | #REF! | #REF! | #REF! |  |  | #REF! | #REF!
#REF! | #REF! | #REF! | #REF! | #REF! | #REF! | #REF! | #REF! | #REF! | #REF! |  |  | #REF! | #REF!
#REF! | #REF! | #REF! | #REF! | #REF! | #REF! | #REF! | #REF! | #REF! | #REF! |  |  | #REF! | #REF!
#REF! | #REF! | #REF! | #REF! | #REF! | #REF! | #REF! | #REF! | #REF! | #REF! |  |  | #REF! | #REF!
#REF! | #REF! | #REF! | #REF! | #REF! | #REF! | #REF! | #REF! | #REF! | #REF! |  |  | #REF! | #REF!
#REF! | #REF! | #REF! | #REF! | #REF! | #REF! | #REF! | #REF! | #REF! | #REF! |  |  | #REF! | #REF!
#REF! | #REF! | #REF! | #REF! | #REF! | #REF! | #REF! | #REF! | #REF! | #REF! |  |  | #REF! | #REF!
#REF! | #REF! | #REF! | #REF! | #REF! | #REF! | #REF! | #REF! | #REF! | #REF! |  |  | #REF! | #REF!
#REF! | #REF! | #REF! | #REF! | #REF! | #REF! | #REF! | #REF! | #REF! | #REF! |  |  | #REF! | #REF!
#REF! | #REF! | #REF! | #REF! | #REF! | #REF! | #REF! | #REF! | #REF! | #REF! |  |  | #REF! | #REF!
#REF! | #REF! | #REF! | #REF! | #REF! | #REF! | #REF! | #REF! | #REF! | #REF! |  |  | #REF! | #REF!
#REF! | #REF! | #REF! | #REF! | #REF! | #REF! | #REF! | #REF! | #REF! | #REF! |  |  | #REF! | #REF!
#REF! | #REF! | #REF! | #REF! | #REF! | #REF! | #REF! | #REF! | #REF! | #REF! |  |  | #REF! | #REF!
#REF! | #REF! | #REF! | #REF! | #REF! | #REF! | #REF! | #REF! | #REF! | #REF! |  |  | #REF! | #REF!
#REF! | #REF! | #REF! | #REF! | #REF! | #REF! | #REF! | #REF! | #REF! | #REF! |  |  | #REF! | #REF!
#REF! | #REF! | #REF! | #REF! | #REF! | #REF! | #REF! | #REF! | #REF! | #REF! |  |  | #REF! | #REF!
#REF! | #REF! | #REF! | #REF! | #REF! | #REF! | #REF! | #REF! | #REF! | #REF! |  |  | #REF! | #REF!
#REF! | #REF! | #REF! | #REF! | #REF! | #REF! | #REF! | #REF! | #REF! | #REF! |  |  | #REF! | #REF!
#REF! | #REF! | #REF! | #REF! | #REF! | #REF! | #REF! | #REF! | #REF! | #REF! |  |  | #REF! | #REF!
#REF! | #REF! | #REF! | #REF! | #REF! | #REF! | #REF! | #REF! | #REF! | #REF! |  |  | #REF! | #REF!
#REF! | #REF! | #REF! | #REF! | #REF! | #REF! | #REF! | #REF! | #REF! | #REF! |  |  | #REF! | #REF!
#REF! | #REF! | #REF! | #REF! | #REF! | #REF! | #REF! | #REF! | #REF! | #REF! |  |  | #REF! | #REF!
#REF! | #REF! | #REF! | #REF! | #REF! | #REF! | #REF! | #REF! | #REF! | #REF! |  |  | #REF! | #REF!
#REF! | #REF! | #REF! | #REF! | #REF! | #REF! | #REF! | #REF! | #REF! | #REF! |  |  | #REF! | #REF!
#REF! | #REF! | #REF! | #REF! | #REF! | #REF! | #REF! | #REF! | #REF! | #REF! |  |  | #REF! | #REF!
#REF! | #REF! | #REF! | #REF! | #REF! | #REF! | #REF! | #REF! | #REF! | #REF! |  |  | #REF! | #REF!
#REF! | #REF! | #REF! | #REF! | #REF! | #REF! | #REF! | #REF! | #REF! | #REF! |  |  | #REF! | #REF!
#REF! | #REF! | #REF! | #REF! | #REF! | #REF! | #REF! | #REF! | #REF! | #REF! |  |  | #REF! | #REF!
#REF! | #REF! | #REF! | #REF! | #REF! | #REF! | #REF! | #REF! | #REF! | #REF! |  |  | #REF! | #REF!
#REF! | #REF! | #REF! | #REF! | #REF! | #REF! | #REF! | #REF! | #REF! | #REF! |  |  | #REF! | #REF!
#REF! | #REF! | #REF! | #REF! | #REF! | #REF! | #REF! | #REF! | #REF! | #REF! |  |  | #REF! | #REF!
#REF! | #REF! | #REF! | #REF! | #REF! | #REF! | #REF! | #REF! | #REF! | #REF! |  |  | #REF! | #REF!
#REF! | #REF! | #REF! | #REF! | #REF! | #REF! | #REF! | #REF! | #REF! | #REF! |  |  | #REF! | #REF!
#REF! | #REF! | #REF! | #REF! | #REF! | #REF! | #REF! | #REF! | #REF! | #REF! |  |  | #REF! | #REF!
#REF! | #REF! | #REF! | #REF! | #REF! | #REF! | #REF! | #REF! | #REF! | #REF! |  |  | #REF! | #REF!
#REF! | #REF! | #REF! | #REF! | #REF! | #REF! | #REF! | #REF! | #REF! | #REF! |  |  | #REF! | #REF!
#REF! | #REF! | #REF! | #REF! | #REF! | #REF! | #REF! | #REF! | #REF! | #REF! |  |  | #REF! | #REF!
#REF! | #REF! | #REF! | #REF! | #REF! | #REF! | #REF! | #REF! | #REF! | #REF! |  |  | #REF! | #REF!
#REF! | #REF! | #REF! | #REF! | #REF! | #REF! | #REF! | #REF! | #REF! | #REF! |  |  | #REF! | #REF!
#REF! | #REF! | #REF! | #REF! | #REF! | #REF! | #REF! | #REF! | #REF! | #REF! |  |  | #REF! | #REF!
#REF! | #REF! | #REF! | #REF! | #REF! | #REF! | #REF! | #REF! | #REF! | #REF! |  |  | #REF! | #REF!
#REF! | #REF! | #REF! | #REF! | #REF! | #REF! | #REF! | #REF! | #REF! | #REF! |  |  | #REF! | #REF!
#REF! | #REF! | #REF! | #REF! | #REF! | #REF! | #REF! | #REF! | #REF! | #REF! |  |  | #REF! | #REF!
#REF! | #REF! | #REF! | #REF! | #REF! | #REF! | #REF! | #REF! | #REF! | #REF! |  |  | #REF! | #REF!
#REF! | #REF! | #REF! | #REF! | #REF! | #REF! | #REF! | #REF! | #REF! | #REF! |  |  | #REF! | #REF!
#REF! | #REF! | #REF! | #REF! | #REF! | #REF! | #REF! | #REF! | #REF! | #REF! |  |  | #REF! | #REF!
#REF! | #REF! | #REF! | #REF! | #REF! | #REF! | #REF! | #REF! | #REF! | #REF! |  |  | #REF! | #REF!
#REF! | #REF! | #REF! | #REF! | #REF! | #REF! | #REF! | #REF! | #REF! | #REF! |  |  | #REF! | #REF!
#REF! | #REF! | #REF! | #REF! | #REF! | #REF! | #REF! | #REF! | #REF! | #REF! |  |  | #REF! | #REF!
#REF! | #REF! | #REF! | #REF! | #REF! | #REF! | #REF! | #REF! | #REF! | #REF! |  |  | #REF! | #REF!
#REF! | #REF! | #REF! | #REF! | #REF! | #REF! | #REF! | #REF! | #REF! | #REF! |  |  | #REF! | #REF!
#REF! | #REF! | #REF! | #REF! | #REF! | #REF! | #REF! | #REF! | #REF! | #REF! |  |  | #REF! | #REF!
#REF! | #REF! | #REF! | #REF! | #REF! | #REF! | #REF! | #REF! | #REF! | #REF! |  |  | #REF! | #REF!
#REF! | #REF! | #REF! | #REF! | #REF! | #REF! | #REF! | #REF! | #REF! | #REF! |  |  | #REF! | #REF!
#REF! | #REF! | #REF! | #REF! | #REF! | #REF! | #REF! | #REF! | #REF! | #REF! |  |  | #REF! | #REF!
#REF! | #REF! | #REF! | #REF! | #REF! | #REF! | #REF! | #REF! | #REF! | #REF! |  |  | #REF! | #REF!
#REF! | #REF! | #REF! | #REF! | #REF! | #REF! | #REF! | #REF! | #REF! | #REF! |  |  | #REF! | #REF!
#REF! | #REF! | #REF! | #REF! | #REF! | #REF! | #REF! | #REF! | #REF! | #REF! |  |  | #REF! | #REF!
#REF! | #REF! | #REF! | #REF! | #REF! | #REF! | #REF! | #REF! | #REF! | #REF! |  |  | #REF! | #REF!
#REF! | #REF! | #REF! | #REF! | #REF! | #REF! | #REF! | #REF! | #REF! | #REF! |  |  | #REF! | #REF!
#REF! | #REF! | #REF! | #REF! | #REF! | #REF! | #REF! | #REF! | #REF! | #REF! |  |  | #REF! | #REF!
#REF! | #REF! | #REF! | #REF! | #REF! | #REF! | #REF! | #REF! | #REF! | #REF! |  |  | #REF! | #REF!
#REF! | #REF! | #REF! | #REF! | #REF! | #REF! | #REF! | #REF! | #REF! | #REF! |  |  | #REF! | #REF!
#REF! | #REF! | #REF! | #REF! | #REF! | #REF! | #REF! | #REF! | #REF! | #REF! |  |  | #REF! | #REF!
#REF! | #REF! | #REF! | #REF! | #REF! | #REF! | #REF! | #REF! | #REF! | #REF! |  |  | #REF! | #REF!
#REF! | #REF! | #REF! | #REF! | #REF! | #REF! | #REF! | #REF! | #REF! | #REF! |  |  | #REF! | #REF!
#REF! | #REF! | #REF! | #REF! | #REF! | #REF! | #REF! | #REF! | #REF! | #REF! |  |  | #REF! | #REF!
#REF! | #REF! | #REF! | #REF! | #REF! | #REF! | #REF! | #REF! | #REF! | #REF! |  |  | #REF! | #REF!
#REF! | #REF! | #REF! | #REF! | #REF! | #REF! | #REF! | #REF! | #REF! | #REF! |  |  | #REF! | #REF!
#REF! | #REF! | #REF! | #REF! | #REF! | #REF! | #REF! | #REF! | #REF! | #REF! |  |  | #REF! | #REF!
#REF! | #REF! | #REF! | #REF! | #REF! | #REF! | #REF! | #REF! | #REF! | #REF! |  |  | #REF! | #REF!
#REF! | #REF! | #REF! | #REF! | #REF! | #REF! | #REF! | #REF! | #REF! | #REF! |  |  | #REF! | #REF!
#REF! | #REF! | #REF! | #REF! | #REF! | #REF! | #REF! | #REF! | #REF! | #REF! |  |  | #REF! | #REF!
#REF! | #REF! | #REF! | #REF! | #REF! | #REF! | #REF! | #REF! | #REF! | #REF! |  |  | #REF! | #REF!
#REF! | #REF! | #REF! | #REF! | #REF! | #REF! | #REF! | #REF! | #REF! | #REF! |  |  | #REF! | #REF!
#REF! | #REF! | #REF! | #REF! | #REF! | #REF! | #REF! | #REF! | #REF! | #REF! |  |  | #REF! | #REF!
#REF! | #REF! | #REF! | #REF! | #REF! | #REF! | #REF! | #REF! | #REF! | #REF! |  |  | #REF! | #REF!
#REF! | #REF! | #REF! | #REF! | #REF! | #REF! | #REF! | #REF! | #REF! | #REF! |  |  | #REF! | #REF!
#REF! | #REF! | #REF! | #REF! | #REF! | #REF! | #REF! | #REF! | #REF! | #REF! |  |  | #REF! | #REF!
#REF! | #REF! | #REF! | #REF! | #REF! | #REF! | #REF! | #REF! | #REF! | #REF! |  |  | #REF! | #REF!
#REF! | #REF! | #REF! | #REF! | #REF! | #REF! | #REF! | #REF! | #REF! | #REF! |  |  | #REF! | #REF!
#REF! | #REF! | #REF! | #REF! | #REF! | #REF! | #REF! | #REF! | #REF! | #REF! |  |  | #REF! | #REF!
#REF! | #REF! | #REF! | #REF! | #REF! | #REF! | #REF! | #REF! | #REF! | #REF! |  |  | #REF! | #REF!
#REF! | #REF! | #REF! | #REF! | #REF! | #REF! | #REF! | #REF! | #REF! | #REF! |  |  | #REF! | #REF!
#REF! | #REF! | #REF! | #REF! | #REF! | #REF! | #REF! | #REF! | #REF! | #REF! |  |  | #REF! | #REF!
#REF! | #REF! | #REF! | #REF! | #REF! | #REF! | #REF! | #REF! | #REF! | #REF! |  |  | #REF! | #REF!
#REF! | #REF! | #REF! | #REF! | #REF! | #REF! | #REF! | #REF! | #REF! | #REF! |  |  | #REF! | #REF!
#REF! | #REF! | #REF! | #REF! | #REF! | #REF! | #REF! | #REF! | #REF! | #REF! |  |  | #REF! | #REF!
#REF! | #REF! | #REF! | #REF! | #REF! | #REF! | #REF! | #REF! | #REF! | #REF! |  |  | #REF! | #REF!
#REF! | #REF! | #REF! | #REF! | #REF! | #REF! | #REF! | #REF! | #REF! | #REF! |  |  | #REF! | #REF!
#REF! | #REF! | #REF! | #REF! | #REF! | #REF! | #REF! | #REF! | #REF! | #REF! |  |  | #REF! | #REF!
#REF! | #REF! | #REF! | #REF! | #REF! | #REF! | #REF! | #REF! | #REF! | #REF! |  |  | #REF! | #REF!
#REF! | #REF! | #REF! | #REF! | #REF! | #REF! | #REF! | #REF! | #REF! | #REF! |  |  | #REF! | #REF!
#REF! | #REF! | #REF! | #REF! | #REF! | #REF! | #REF! | #REF! | #REF! | #REF! |  |  | #REF! | #REF!
#REF! | #REF! | #REF! | #REF! | #REF! | #REF! | #REF! | #REF! | #REF! | #REF! |  |  | #REF! | #REF!
#REF! | #REF! | #REF! | #REF! | #REF! | #REF! | #REF! | #REF! | #REF! | #REF! |  |  | #REF! | #REF!
#REF! | #REF! | #REF! | #REF! | #REF! | #REF! | #REF! | #REF! | #REF! | #REF! |  |  | #REF! | #REF!
#REF! | #REF! | #REF! | #REF! | #REF! | #REF! | #REF! | #REF! | #REF! | #REF! |  |  | #REF! | #REF!
#REF! | #REF! | #REF! | #REF! | #REF! | #REF! | #REF! | #REF! | #REF! | #REF! |  |  | #REF! | #REF!
#REF! | #REF! | #REF! | #REF! | #REF! | #REF! | #REF! | #REF! | #REF! | #REF! |  |  | #REF! | #REF!
#REF! | #REF! | #REF! | #REF! | #REF! | #REF! | #REF! | #REF! | #REF! | #REF! |  |  | #REF! | #REF!
#REF! | #REF! | #REF! | #REF! | #REF! | #REF! | #REF! | #REF! | #REF! | #REF! |  |  | #REF! | #REF!
#REF! | #REF! | #REF! | #REF! | #REF! | #REF! | #REF! | #REF! | #REF! | #REF! |  |  | #REF! | #REF!
#REF! | #REF! | #REF! | #REF! | #REF! | #REF! | #REF! | #REF! | #REF! | #REF! |  |  | #REF! | #REF!
#REF! | #REF! | #REF! | #REF! | #REF! | #REF! | #REF! | #REF! | #REF! | #REF! |  |  | #REF! | #REF!
#REF! | #REF! | #REF! | #REF! | #REF! | #REF! | #REF! | #REF! | #REF! | #REF! |  |  | #REF! | #REF!
#REF! | #REF! | #REF! | #REF! | #REF! | #REF! | #REF! | #REF! | #REF! | #REF! |  |  | #REF! | #REF!
#REF! | #REF! | #REF! | #REF! | #REF! | #REF! | #REF! | #REF! | #REF! | #REF! |  |  | #REF! | #REF!
#REF! | #REF! | #REF! | #REF! | #REF! | #REF! | #REF! | #REF! | #REF! | #REF! |  |  | #REF! | #REF!
#REF! | #REF! | #REF! | #REF! | #REF! | #REF! | #REF! | #REF! | #REF! | #REF! |  |  | #REF! | #REF!
#REF! | #REF! | #REF! | #REF! | #REF! | #REF! | #REF! | #REF! | #REF! | #REF! |  |  | #REF! | #REF!
#REF! | #REF! | #REF! | #REF! | #REF! | #REF! | #REF! | #REF! | #REF! | #REF! |  |  | #REF! | #REF!
#REF! | #REF! | #REF! | #REF! | #REF! | #REF! | #REF! | #REF! | #REF! | #REF! |  |  | #REF! | #REF!
#REF! | #REF! | #REF! | #REF! | #REF! | #REF! | #REF! | #REF! | #REF! | #REF! |  |  | #REF! | #REF!
#REF! | #REF! | #REF! | #REF! | #REF! | #REF! | #REF! | #REF! | #REF! | #REF! |  |  | #REF! | #REF!
#REF! | #REF! | #REF! | #REF! | #REF! | #REF! | #REF! | #REF! | #REF! | #REF! |  |  | #REF! | #REF!
#REF! | #REF! | #REF! | #REF! | #REF! | #REF! | #REF! | #REF! | #REF! | #REF! |  |  | #REF! | #REF!
#REF! | #REF! | #REF! | #REF! | #REF! | #REF! | #REF! | #REF! | #REF! | #REF! |  |  | #REF! | #REF!
#REF! | #REF! | #REF! | #REF! | #REF! | #REF! | #REF! | #REF! | #REF! | #REF! |  |  | #REF! | #REF!
#REF! | #REF! | #REF! | #REF! | #REF! | #REF! | #REF! | #REF! | #REF! | #REF! |  |  | #REF! | #REF!
#REF! | #REF! | #REF! | #REF! | #REF! | #REF! | #REF! | #REF! | #REF! | #REF! |  |  | #REF! | #REF!
#REF! | #REF! | #REF! | #REF! | #REF! | #REF! | #REF! | #REF! | #REF! | #REF! |  |  | #REF! | #REF!
#REF! | #REF! | #REF! | #REF! | #REF! | #REF! | #REF! | #REF! | #REF! | #REF! |  |  | #REF! | #REF!
#REF! | #REF! | #REF! | #REF! | #REF! | #REF! | #REF! | #REF! | #REF! | #REF! |  |  | #REF! | #REF!
#REF! | #REF! | #REF! | #REF! | #REF! | #REF! | #REF! | #REF! | #REF! | #REF! |  |  | #REF! | #REF!
#REF! | #REF! | #REF! | #REF! | #REF! | #REF! | #REF! | #REF! | #REF! | #REF! |  |  | #REF! | #REF!
#REF! | #REF! | #REF! | #REF! | #REF! | #REF! | #REF! | #REF! | #REF! | #REF! |  |  | #REF! | #REF!
#REF! | #REF! | #REF! | #REF! | #REF! | #REF! | #REF! | #REF! | #REF! | #REF! |  |  | #REF! | #REF!
#REF! | #REF! | #REF! | #REF! | #REF! | #REF! | #REF! | #REF! | #REF! | #REF! |  |  | #REF! | #REF!
#REF! | #REF! | #REF! | #REF! | #REF! | #REF! | #REF! | #REF! | #REF! | #REF! |  |  | #REF! | #REF!
#REF! | #REF! | #REF! | #REF! | #REF! | #REF! | #REF! | #REF! | #REF! | #REF! |  |  | #REF! | #REF!
#REF! | #REF! | #REF! | #REF! | #REF! | #REF! | #REF! | #REF! | #REF! | #REF! |  |  | #REF! | #REF!
#REF! | #REF! | #REF! | #REF! | #REF! | #REF! | #REF! | #REF! | #REF! | #REF! |  |  | #REF! | #REF!
#REF! | #REF! | #REF! | #REF! | #REF! | #REF! | #REF! | #REF! | #REF! | #REF! |  |  | #REF! | #REF!
#REF! | #REF! | #REF! | #REF! | #REF! | #REF! | #REF! | #REF! | #REF! | #REF! |  |  | #REF! | #REF!
#REF! | #REF! | #REF! | #REF! | #REF! | #REF! | #REF! | #REF! | #REF! | #REF! |  |  | #REF! | #REF!
#REF! | #REF! | #REF! | #REF! | #REF! | #REF! | #REF! | #REF! | #REF! | #REF! |  |  | #REF! | #REF!
#REF! | #REF! | #REF! | #REF! | #REF! | #REF! | #REF! | #REF! | #REF! | #REF! |  |  | #REF! | #REF!
#REF! | #REF! | #REF! | #REF! | #REF! | #REF! | #REF! | #REF! | #REF! | #REF! |  |  | #REF! | #REF!
#REF! | #REF! | #REF! | #REF! | #REF! | #REF! | #REF! | #REF! | #REF! | #REF! |  |  | #REF! | #REF!
#REF! | #REF! | #REF! | #REF! | #REF! | #REF! | #REF! | #REF! | #REF! | #REF! |  |  | #REF! | #REF!
#REF! | #REF! | #REF! | #REF! | #REF! | #REF! | #REF! | #REF! | #REF! | #REF! |  |  | #REF! | #REF!
#REF! | #REF! | #REF! | #REF! | #REF! | #REF! | #REF! | #REF! | #REF! | #REF! |  |  | #REF! | #REF!
#REF! | #REF! | #REF! | #REF! | #REF! | #REF! | #REF! | #REF! | #REF! | #REF! |  |  | #REF! | #REF!
#REF! | #REF! | #REF! | #REF! | #REF! | #REF! | #REF! | #REF! | #REF! | #REF! |  |  | #REF! | #REF!
#REF! | #REF! | #REF! | #REF! | #REF! | #REF! | #REF! | #REF! | #REF! | #REF! |  |  | #REF! | #REF!
#REF! | #REF! | #REF! | #REF! | #REF! | #REF! | #REF! | #REF! | #REF! | #REF! |  |  | #REF! | #REF!
#REF! | #REF! | #REF! | #REF! | #REF! | #REF! | #REF! | #REF! | #REF! | #REF! |  |  | #REF! | #REF!
#REF! | #REF! | #REF! | #REF! | #REF! | #REF! | #REF! | #REF! | #REF! | #REF! |  |  | #REF! | #REF!
#REF! | #REF! | #REF! | #REF! | #REF! | #REF! | #REF! | #REF! | #REF! | #REF! |  |  | #REF! | #REF!
#REF! | #REF! | #REF! | #REF! | #REF! | #REF! | #REF! | #REF! | #REF! | #REF! |  |  | #REF! | #REF!
#REF! | #REF! | #REF! | #REF! | #REF! | #REF! | #REF! | #REF! | #REF! | #REF! |  |  | #REF! | #REF!
#REF! | #REF! | #REF! | #REF! | #REF! | #REF! | #REF! | #REF! | #REF! | #REF! |  |  | #REF! | #REF!
#REF! | #REF! | #REF! | #REF! | #REF! | #REF! | #REF! | #REF! | #REF! | #REF! |  |  | #REF! | #REF!
#REF! | #REF! | #REF! | #REF! | #REF! | #REF! | #REF! | #REF! | #REF! | #REF! |  |  | #REF! | #REF!
#REF! | #REF! | #REF! | #REF! | #REF! | #REF! | #REF! | #REF! | #REF! | #REF! |  |  | #REF! | #REF!
#REF! | #REF! | #REF! | #REF! | #REF! | #REF! | #REF! | #REF! | #REF! | #REF! |  |  | #REF! | #REF!
#REF! | #REF! | #REF! | #REF! | #REF! | #REF! | #REF! | #REF! | #REF! | #REF! |  |  | #REF! | #REF!
#REF! | #REF! | #REF! | #REF! | #REF! | #REF! | #REF! | #REF! | #REF! | #REF! |  |  | #REF! | #REF!
#REF! | #REF! | #REF! | #REF! | #REF! | #REF! | #REF! | #REF! | #REF! | #REF! |  |  | #REF! | #REF!
#REF! | #REF! | #REF! | #REF! | #REF! | #REF! | #REF! | #REF! | #REF! | #REF! |  |  | #REF! | #REF!
#REF! | #REF! | #REF! | #REF! | #REF! | #REF! | #REF! | #REF! | #REF! | #REF! |  |  | #REF! | #REF!
#REF! | #REF! | #REF! | #REF! | #REF! | #REF! | #REF! | #REF! | #REF! | #REF! |  |  | #REF! | #REF!
#REF! | #REF! | #REF! | #REF! | #REF! | #REF! | #REF! | #REF! | #REF! | #REF! |  |  | #REF! | #REF!
#REF! | #REF! | #REF! | #REF! | #REF! | #REF! | #REF! | #REF! | #REF! | #REF! |  |  | #REF! | #REF!
| Total |  |  |  | #REF! | #REF! | #REF! | #REF! | #REF! | 0 | 0 | #REF! | #REF!
FY 2027-28
a) DPR Schemes
#REF!
| #REF! | [6 empty] | #REF! | #REF!
1 | #REF! | [6 empty] | #REF! | #REF!
#REF! | #REF! | #REF! | #REF! | #REF! | #REF! | #REF! | #REF! | #REF! | #REF! |  |  | #REF! | #REF! | #REF! | #REF!
#REF! | #REF! | #REF! | #REF! | #REF! | #REF! | #REF! | #REF! | #REF! | #REF! |  |  | #REF! | #REF! | #REF! | #REF!
#REF! | #REF! | #REF! | #REF! | #REF! | #REF! | #REF! | #REF! | #REF! | #REF! |  |  | #REF! | #REF! | #REF! | #REF!
#REF! | #REF! | #REF! | #REF! | #REF! | #REF! | #REF! | #REF! | #REF! | #REF! |  |  | #REF! | #REF! | #REF! | #REF!
#REF! | #REF! | #REF! | #REF! | #REF! | #REF! | #REF! | #REF! | #REF! | #REF! |  |  | #REF! | #REF! | #REF! | #REF!
#REF! | #REF! | #REF! | #REF! | #REF! | #REF! | #REF! | #REF! | #REF! | #REF! |  |  | #REF! | #REF! | #REF! | #REF!
#REF! | #REF! | #REF! | #REF! | #REF! | #REF! | #REF! | #REF! | #REF! | #REF! |  |  | #REF! | #REF! | #REF! | #REF!
#REF! | #REF! | #REF! | #REF! | #REF! | #REF! | #REF! | #REF! | #REF! | #REF! |  |  | #REF! | #REF! | #REF! | #REF!
#REF! | #REF! | #REF! | #REF! | #REF! | #REF! | #REF! | #REF! | #REF! | #REF! |  |  | #REF! | #REF! | #REF! | #REF!
#REF! | #REF! | #REF! | #REF! | #REF! | #REF! | #REF! | #REF! | #REF! | #REF! |  |  | #REF! | #REF! | #REF! | #REF!
#REF! | #REF! | #REF! | #REF! | #REF! | #REF! | #REF! | #REF! | #REF! | #REF! |  |  | #REF! | #REF! | #REF! | #REF!
#REF! | #REF! | #REF! | #REF! | #REF! | #REF! | #REF! | #REF! | #REF! | #REF! |  |  | #REF! | #REF! | #REF! | #REF!
#REF! | #REF! | #REF! | #REF! | #REF! | #REF! | #REF! | #REF! | #REF! | #REF! |  |  | #REF! | #REF! | #REF! | #REF!
#REF! | #REF! | #REF! | #REF! | #REF! | #REF! | #REF! | #REF! | #REF! | #REF! |  |  | #REF! | #REF! | #REF! | #REF!
#REF! | #REF! | #REF! | #REF! | #REF! | #REF! | #REF! | #REF! | #REF! | #REF! |  |  | #REF! | #REF! | #REF! | #REF!
#REF! | #REF! | #REF! | #REF! | #REF! | #REF! | #REF! | #REF! | #REF! | #REF! |  |  | #REF! | #REF! | #REF! | #REF!
#REF! | #REF! | #REF! | #REF! | #REF! | #REF! | #REF! | #REF! | #REF! | #REF! |  |  | #REF! | #REF! | #REF! | #REF!
#REF! | #REF! | #REF! | #REF! | #REF! | #REF! | #REF! | #REF! | #REF! | #REF! |  |  | #REF! | #REF! | #REF! | #REF!
#REF! | #REF! | #REF! | #REF! | #REF! | #REF! | #REF! | #REF! | #REF! | #REF! |  |  | #REF! | #REF! | #REF! | #REF!
#REF! | #REF! | #REF! | #REF! | #REF! | #REF! | #REF! | #REF! | #REF! | #REF! |  |  | #REF! | #REF! | #REF! | #REF!
#REF! | #REF! | #REF! | #REF! | #REF! | #REF! | #REF! | #REF! | #REF! | #REF! |  |  | #REF! | #REF! | #REF! | #REF!
#REF! | #REF! | #REF! | #REF! | #REF! | #REF! | #REF! | #REF! | #REF! | #REF! |  |  | #REF! | #REF! | #REF! | #REF!
#REF! | #REF! | #REF! | #REF! | #REF! | #REF! | #REF! | #REF! | #REF! | #REF! |  |  | #REF! | #REF! | #REF! | #REF!
#REF! | #REF! | #REF! | #REF! | #REF! | #REF! | #REF! | #REF! | #REF! | #REF! |  |  | #REF! | #REF! | #REF! | #REF!
#REF! | #REF! | #REF! | #REF! | #REF! | #REF! | #REF! | #REF! | #REF! | #REF! |  |  | #REF! | #REF! | #REF! | #REF!
#REF! | #REF! | #REF! | #REF! | #REF! | #REF! | #REF! | #REF! | #REF! | #REF! |  |  | #REF! | #REF! | #REF! | #REF!
#REF! | #REF! | #REF! | #REF! | #REF! | #REF! | #REF! | #REF! | #REF! | #REF! |  |  | #REF! | #REF! | #REF! | #REF!
#REF! | #REF! | #REF! | #REF! | #REF! | #REF! | #REF! | #REF! | #REF! | #REF! |  |  | #REF! | #REF! | #REF! | #REF!
#REF! | #REF! | #REF! | #REF! | #REF! | #REF! | #REF! | #REF! | #REF! | #REF! |  |  | #REF! | #REF! | #REF! | #REF!
#REF! | #REF! | #REF! | #REF! | #REF! | #REF! | #REF! | #REF! | #REF! | #REF! |  |  | #REF! | #REF! | #REF! | #REF!
#REF! | #REF! | #REF! | #REF! | #REF! | #REF! | #REF! | #REF! | #REF! | #REF! |  |  | #REF! | #REF! | #REF! | #REF!
#REF! | #REF! | #REF! | #REF! | #REF! | #REF! | #REF! | #REF! | #REF! | #REF! |  |  | #REF! | #REF! | #REF! | #REF!
#REF! | #REF! | #REF! | #REF! | #REF! | #REF! | #REF! | #REF! | #REF! | #REF! |  |  | #REF! | #REF! | #REF! | #REF!
#REF! | #REF! | #REF! | #REF! | #REF! | #REF! | #REF! | #REF! | #REF! | #REF! |  |  | #REF! | #REF! | #REF! | #REF!
#REF! | #REF! | #REF! | #REF! | #REF! | #REF! | #REF! | #REF! | #REF! | #REF! |  |  | #REF! | #REF! | #REF! | #REF!
#REF! | #REF! | #REF! | #REF! | #REF! | #REF! | #REF! | #REF! | #REF! | #REF! |  |  | #REF! | #REF! | #REF! | #REF!
#REF! | #REF! | #REF! | #REF! | #REF! | #REF! | #REF! | #REF! | #REF! | #REF! |  |  | #REF! | #REF! | #REF! | #REF!
#REF! | #REF! | #REF! | #REF! | #REF! | #REF! | #REF! | #REF! | #REF! | #REF! |  |  | #REF! | #REF! | #REF! | #REF!
#REF! | #REF! | #REF! | #REF! | #REF! | #REF! | #REF! | #REF! | #REF! | #REF! |  |  | #REF! | #REF! | #REF! | #REF!
#REF! | #REF! | #REF! | #REF! | #REF! | #REF! | #REF! | #REF! | #REF! | #REF! |  |  | #REF! | #REF! | #REF! | #REF!
#REF! | #REF! | #REF! | #REF! | #REF! | #REF! | #REF! | #REF! | #REF! | #REF! |  |  | #REF! | #REF! | #REF! | #REF!
#REF! | #REF! | #REF! | #REF! | #REF! | #REF! | #REF! | #REF! | #REF! | #REF! |  |  | #REF! | #REF! | #REF! | #REF!
#REF! | #REF! | #REF! | #REF! | #REF! | #REF! | #REF! | #REF! | #REF! | #REF! |  |  | #REF! | #REF! | #REF! | #REF!
#REF! | #REF! | #REF! | #REF! | #REF! | #REF! | #REF! | #REF! | #REF! | #REF! |  |  | #REF! | #REF! | #REF! | #REF!
#REF! | #REF! | #REF! | #REF! | #REF! | #REF! | #REF! | #REF! | #REF! | #REF! |  |  | #REF! | #REF! | #REF! | #REF!
#REF! | #REF! | #REF! | #REF! | #REF! | #REF! | #REF! | #REF! | #REF! | #REF! |  |  | #REF! | #REF! | #REF! | #REF!
#REF! | #REF! | #REF! | #REF! | #REF! | #REF! | #REF! | #REF! | #REF! | #REF! |  |  | #REF! | #REF! | #REF! | #REF!
#REF! | #REF! | #REF! | #REF! | #REF! | #REF! | #REF! | #REF! | #REF! | #REF! |  |  | #REF! | #REF! | #REF! | #REF!
#REF! | #REF! | #REF! | #REF! | #REF! | #REF! | #REF! | #REF! | #REF! | #REF! |  |  | #REF! | #REF! | #REF! | #REF!
#REF! | #REF! | #REF! | #REF! | #REF! | #REF! | #REF! | #REF! | #REF! | #REF! |  |  | #REF! | #REF! | #REF! | #REF!
#REF! | #REF! | #REF! | #REF! | #REF! | #REF! | #REF! | #REF! | #REF! | #REF! |  |  | #REF! | #REF! | #REF! | #REF!
#REF! | #REF! | #REF! | #REF! | #REF! | #REF! | #REF! | #REF! | #REF! | #REF! |  |  | #REF! | #REF! | #REF! | #REF!
#REF! | #REF! | #REF! | #REF! | #REF! | #REF! | #REF! | #REF! | #REF! | #REF! |  |  | #REF! | #REF! | #REF! | #REF!
#REF! | #REF! | #REF! | #REF! | #REF! | #REF! | #REF! | #REF! | #REF! | #REF! |  |  | #REF! | #REF! | #REF! | #REF!
#REF! | #REF! | #REF! | #REF! | #REF! | #REF! | #REF! | #REF! | #REF! | #REF! |  |  | #REF! | #REF! | #REF! | #REF!
#REF! | #REF! | #REF! | #REF! | #REF! | #REF! | #REF! | #REF! | #REF! | #REF! |  |  | #REF! | #REF! | #REF! | #REF!
#REF! | #REF! | #REF! | #REF! | #REF! | #REF! | #REF! | #REF! | #REF! | #REF! |  |  | #REF! | #REF! | #REF! | #REF!
#REF! | #REF! | #REF! | #REF! | #REF! | #REF! | #REF! | #REF! | #REF! | #REF! |  |  | #REF! | #REF! | #REF! | #REF!
#REF! | #REF! | #REF! | #REF! | #REF! | #REF! | #REF! | #REF! | #REF! | #REF! |  |  | #REF! | #REF! | #REF! | #REF!
#REF! | #REF! | #REF! | #REF! | #REF! | #REF! | #REF! | #REF! | #REF! | #REF! |  |  | #REF! | #REF! | #REF! | #REF!
#REF! | #REF! | #REF! | #REF! | #REF! | #REF! | #REF! | #REF! | #REF! | #REF! |  |  | #REF! | #REF! | #REF! | #REF!
#REF! | #REF! | #REF! | #REF! | #REF! | #REF! | #REF! | #REF! | #REF! | #REF! |  |  | #REF! | #REF! | #REF! | #REF!
#REF! | #REF! | #REF! | #REF! | #REF! | #REF! | #REF! | #REF! | #REF! | #REF! |  |  | #REF! | #REF! | #REF! | #REF!
#REF! | #REF! | #REF! | #REF! | #REF! | #REF! | #REF! | #REF! | #REF! | #REF! |  |  | #REF! | #REF! | #REF! | #REF!
#REF! | #REF! | #REF! | #REF! | #REF! | #REF! | #REF! | #REF! | #REF! | #REF! |  |  | #REF! | #REF! | #REF! | #REF!
#REF! | #REF! | #REF! | #REF! | #REF! | #REF! | #REF! | #REF! | #REF! | #REF! |  |  | #REF! | #REF! | #REF! | #REF!
#REF! | #REF! | #REF! | #REF! | #REF! | #REF! | #REF! | #REF! | #REF! | #REF! |  |  | #REF! | #REF! | #REF! | #REF!
#REF! | #REF! | #REF! | #REF! | #REF! | #REF! | #REF! | #REF! | #REF! | #REF! |  |  | #REF! | #REF! | #REF! | #REF!
#REF! | #REF! | #REF! | #REF! | #REF! | #REF! | #REF! | #REF! | #REF! | #REF! |  |  | #REF! | #REF! | #REF! | #REF!
#REF! | #REF! | #REF! | #REF! | #REF! | #REF! | #REF! | #REF! | #REF! | #REF! |  |  | #REF! | #REF! | #REF! | #REF!
#REF! | #REF! | #REF! | #REF! | #REF! | #REF! | #REF! | #REF! | #REF! | #REF! |  |  | #REF! | #REF! | #REF! | #REF!
#REF! | #REF! | #REF! | #REF! | #REF! | #REF! | #REF! | #REF! | #REF! | #REF! |  |  | #REF! | #REF! | #REF! | #REF!
#REF! | #REF! | #REF! | #REF! | #REF! | #REF! | #REF! | #REF! | #REF! | #REF! |  |  | #REF! | #REF! | #REF! | #REF!
#REF! | #REF! | #REF! | #REF! | #REF! | #REF! | #REF! | #REF! | #REF! | #REF! |  |  | #REF! | #REF! | #REF! | #REF!
#REF! | #REF! | #REF! | #REF! | #REF! | #REF! | #REF! | #REF! | #REF! | #REF! |  |  | #REF! | #REF! | #REF! | #REF!
#REF! | #REF! | #REF! | #REF! | #REF! | #REF! | #REF! | #REF! | #REF! | #REF! |  |  | #REF! | #REF! | #REF! | #REF!
#REF! | #REF! | #REF! | #REF! | #REF! | #REF! | #REF! | #REF! | #REF! | #REF! |  |  | #REF! | #REF! | #REF! | #REF!
#REF! | #REF! | #REF! | #REF! | #REF! | #REF! | #REF! | #REF! | #REF! | #REF! |  |  | #REF! | #REF! | #REF! | #REF!
#REF! | #REF! | #REF! | #REF! | #REF! | #REF! | #REF! | #REF! | #REF! | #REF! |  |  | #REF! | #REF! | #REF! | #REF!
#REF! | #REF! | #REF! | #REF! | #REF! | #REF! | #REF! | #REF! | #REF! | #REF! |  |  | #REF! | #REF! | #REF! | #REF!
#REF! | #REF! | #REF! | #REF! | #REF! | #REF! | #REF! | #REF! | #REF! | #REF! |  |  | #REF! | #REF! | #REF! | #REF!
#REF! | #REF! | #REF! | #REF! | #REF! | #REF! | #REF! | #REF! | #REF! | #REF! |  |  | #REF! | #REF! | #REF! | #REF!
#REF! | #REF! | #REF! | #REF! | #REF! | #REF! | #REF! | #REF! | #REF! | #REF! |  |  | #REF! | #REF! | #REF! | #REF!
#REF! | #REF! | #REF! | #REF! | #REF! | #REF! | #REF! | #REF! | #REF! | #REF! |  |  | #REF! | #REF! | #REF! | #REF!
#REF! | #REF! | #REF! | #REF! | #REF! | #REF! | #REF! | #REF! | #REF! | #REF! |  |  | #REF! | #REF! | #REF! | #REF!
#REF! | #REF! | #REF! | #REF! | #REF! | #REF! | #REF! | #REF! | #REF! | #REF! |  |  | #REF! | #REF! | #REF! | #REF!
#REF! | #REF! | #REF! | #REF! | #REF! | #REF! | #REF! | #REF! | #REF! | #REF! |  |  | #REF! | #REF! | #REF! | #REF!
#REF! | #REF! | #REF! | #REF! | #REF! | #REF! | #REF! | #REF! | #REF! | #REF! |  |  | #REF! | #REF! | #REF! | #REF!
#REF! | #REF! | #REF! | #REF! | #REF! | #REF! | #REF! | #REF! | #REF! | #REF! |  |  | #REF! | #REF! | #REF! | #REF!
#REF! | #REF! | #REF! | #REF! | #REF! | #REF! | #REF! | #REF! | #REF! | #REF! |  |  | #REF! | #REF! | #REF! | #REF!
#REF! | #REF! | #REF! | #REF! | #REF! | #REF! | #REF! | #REF! | #REF! | #REF! |  |  | #REF! | #REF! | #REF! | #REF!
#REF! | #REF! | #REF! | #REF! | #REF! | #REF! | #REF! | #REF! | #REF! | #REF! |  |  | #REF! | #REF! | #REF! | #REF!
#REF! | #REF! | #REF! | #REF! | #REF! | #REF! | #REF! | #REF! | #REF! | #REF! |  |  | #REF! | #REF! | #REF! | #REF!
#REF! | #REF! | #REF! | #REF! | #REF! | #REF! | #REF! | #REF! | #REF! | #REF! |  |  | #REF! | #REF! | #REF! | #REF!
#REF! | #REF! | #REF! | #REF! | #REF! | #REF! | #REF! | #REF! | #REF! | #REF! |  |  | #REF! | #REF! | #REF! | #REF!
#REF! | #REF! | #REF! | #REF! | #REF! | #REF! | #REF! | #REF! | #REF! | #REF! |  |  | #REF! | #REF! | #REF! | #REF!
#REF! | #REF! | #REF! | #REF! | #REF! | #REF! | #REF! | #REF! | #REF! | #REF! |  |  | #REF! | #REF! | #REF! | #REF!
#REF! | #REF! | #REF! | #REF! | #REF! | #REF! | #REF! | #REF! | #REF! | #REF! |  |  | #REF! | #REF! | #REF! | #REF!
#REF! | #REF! | #REF! | #REF! | #REF! | #REF! | #REF! | #REF! | #REF! | #REF! |  |  | #REF! | #REF! | #REF! | #REF!
#REF! | #REF! | #REF! | #REF! | #REF! | #REF! | #REF! | #REF! | #REF! | #REF! |  |  | #REF! | #REF! | #REF! | #REF!
#REF! | #REF! | #REF! | #REF! | #REF! | #REF! | #REF! | #REF! | #REF! | #REF! |  |  | #REF! | #REF! | #REF! | #REF!
#REF! | #REF! | #REF! | #REF! | #REF! | #REF! | #REF! | #REF! | #REF! | #REF! |  |  | #REF! | #REF! | #REF! | #REF!
#REF! | #REF! | #REF! | #REF! | #REF! | #REF! | #REF! | #REF! | #REF! | #REF! |  |  | #REF! | #REF! | #REF! | #REF!
#REF! | #REF! | #REF! | #REF! | #REF! | #REF! | #REF! | #REF! | #REF! | #REF! |  |  | #REF! | #REF! | #REF! | #REF!
#REF! | #REF! | #REF! | #REF! | #REF! | #REF! | #REF! | #REF! | #REF! | #REF! |  |  | #REF! | #REF! | #REF! | #REF!
#REF! | #REF! | #REF! | #REF! | #REF! | #REF! | #REF! | #REF! | #REF! | #REF! |  |  | #REF! | #REF! | #REF! | #REF!
#REF! | #REF! | #REF! | #REF! | #REF! | #REF! | #REF! | #REF! | #REF! | #REF! |  |  | #REF! | #REF! | #REF! | #REF!
#REF! | #REF! | #REF! | #REF! | #REF! | #REF! | #REF! | #REF! | #REF! | #REF! |  |  | #REF! | #REF! | #REF! | #REF!
#REF! | #REF! | #REF! | #REF! | #REF! | #REF! | #REF! | #REF! | #REF! | #REF! |  |  | #REF! | #REF! | #REF! | #REF!
#REF! | #REF! | #REF! | #REF! | #REF! | #REF! | #REF! | #REF! | #REF! | #REF! |  |  | #REF! | #REF! | #REF! | #REF!
#REF! | #REF! | #REF! | #REF! | #REF! | #REF! | #REF! | #REF! | #REF! | #REF! |  |  | #REF! | #REF! | #REF! | #REF!
#REF! | #REF! | #REF! | #REF! | #REF! | #REF! | #REF! | #REF! | #REF! | #REF! |  |  | #REF! | #REF! | #REF! | #REF!
#REF! | #REF! | #REF! | #REF! | #REF! | #REF! | #REF! | #REF! | #REF! | #REF! |  |  | #REF! | #REF! | #REF! | #REF!
#REF! | #REF! | #REF! | #REF! | #REF! | #REF! | #REF! | #REF! | #REF! | #REF! |  |  | #REF! | #REF! | #REF! | #REF!
#REF! | #REF! | #REF! | #REF! | #REF! | #REF! | #REF! | #REF! | #REF! | #REF! |  |  | #REF! | #REF! | #REF! | #REF!
#REF! | #REF! | #REF! | #REF! | #REF! | #REF! | #REF! | #REF! | #REF! | #REF! |  |  | #REF! | #REF! | #REF! | #REF!
#REF! | #REF! | #REF! | #REF! | #REF! | #REF! | #REF! | #REF! | #REF! | #REF! |  |  | #REF! | #REF! | #REF! | #REF!
#REF! | #REF! | #REF! | #REF! | #REF! | #REF! | #REF! | #REF! | #REF! | #REF! |  |  | #REF! | #REF!
#REF! | #REF! | #REF! | #REF! | #REF! | #REF! | #REF! | #REF! | #REF! | #REF! |  |  | #REF! | #REF!
#REF! | #REF! | #REF! | #REF! | #REF! | #REF! | #REF! | #REF! | #REF! | #REF! |  |  | #REF! | #REF!
#REF! | #REF! | #REF! | #REF! | #REF! | #REF! | #REF! | #REF! | #REF! | #REF! |  |  | #REF! | #REF!
#REF! | #REF! | #REF! | #REF! | #REF! | #REF! | #REF! | #REF! | #REF! | #REF! |  |  | #REF! | #REF!
#REF! | #REF! | #REF! | #REF! | #REF! | #REF! | #REF! | #REF! | #REF! | #REF! |  |  | #REF! | #REF!
#REF! | #REF! | #REF! | #REF! | #REF! | #REF! | #REF! | #REF! | #REF! | #REF! |  |  | #REF! | #REF!
#REF! | #REF! | #REF! | #REF! | #REF! | #REF! | #REF! | #REF! | #REF! | #REF! |  |  | #REF! | #REF!
#REF! | #REF! | #REF! | #REF! | #REF! | #REF! | #REF! | #REF! | #REF! | #REF! |  |  | #REF! | #REF!
#REF! | #REF! | #REF! | #REF! | #REF! | #REF! | #REF! | #REF! | #REF! | #REF! |  |  | #REF! | #REF!
#REF! | #REF! | #REF! | #REF! | #REF! | #REF! | #REF! | #REF! | #REF! | #REF! |  |  | #REF! | #REF!
#REF! | #REF! | #REF! | #REF! | #REF! | #REF! | #REF! | #REF! | #REF! | #REF! |  |  | #REF! | #REF!
#REF! | #REF! | #REF! | #REF! | #REF! | #REF! | #REF! | #REF! | #REF! | #REF! |  |  | #REF! | #REF!
#REF! | #REF! | #REF! | #REF! | #REF! | #REF! | #REF! | #REF! | #REF! | #REF! |  |  | #REF! | #REF!
#REF! | #REF! | #REF! | #REF! | #REF! | #REF! | #REF! | #REF! | #REF! | #REF! |  |  | #REF! | #REF!
#REF! | #REF! | #REF! | #REF! | #REF! | #REF! | #REF! | #REF! | #REF! | #REF! |  |  | #REF! | #REF!
#REF! | #REF! | #REF! | #REF! | #REF! | #REF! | #REF! | #REF! | #REF! | #REF! |  |  | #REF! | #REF!
#REF! | #REF! | #REF! | #REF! | #REF! | #REF! | #REF! | #REF! | #REF! | #REF! |  |  | #REF! | #REF!
#REF! | #REF! | #REF! | #REF! | #REF! | #REF! | #REF! | #REF! | #REF! | #REF! |  |  | #REF! | #REF!
#REF! | #REF! | #REF! | #REF! | #REF! | #REF! | #REF! | #REF! | #REF! | #REF! |  |  | #REF! | #REF!
#REF! | #REF! | #REF! | #REF! | #REF! | #REF! | #REF! | #REF! | #REF! | #REF! |  |  | #REF! | #REF!
#REF! | #REF! | #REF! | #REF! | #REF! | #REF! | #REF! | #REF! | #REF! | #REF! |  |  | #REF! | #REF!
#REF! | #REF! | #REF! | #REF! | #REF! | #REF! | #REF! | #REF! | #REF! | #REF! |  |  | #REF! | #REF!
#REF! | #REF! | #REF! | #REF! | #REF! | #REF! | #REF! | #REF! | #REF! | #REF! |  |  | #REF! | #REF!
#REF! | #REF! | #REF! | #REF! | #REF! | #REF! | #REF! | #REF! | #REF! | #REF! |  |  | #REF! | #REF!
#REF! | #REF! | #REF! | #REF! | #REF! | #REF! | #REF! | #REF! | #REF! | #REF! |  |  | #REF! | #REF!
#REF! | #REF! | #REF! | #REF! | #REF! | #REF! | #REF! | #REF! | #REF! | #REF! |  |  | #REF! | #REF!
#REF! | #REF! | #REF! | #REF! | #REF! | #REF! | #REF! | #REF! | #REF! | #REF! |  |  | #REF! | #REF!
#REF! | #REF! | #REF! | #REF! | #REF! | #REF! | #REF! | #REF! | #REF! | #REF! |  |  | #REF! | #REF!
#REF! | #REF! | #REF! | #REF! | #REF! | #REF! | #REF! | #REF! | #REF! | #REF! |  |  | #REF! | #REF!
#REF! | #REF! | #REF! | #REF! | #REF! | #REF! | #REF! | #REF! | #REF! | #REF! |  |  | #REF! | #REF!
#REF! | #REF! | #REF! | #REF! | #REF! | #REF! | #REF! | #REF! | #REF! | #REF! |  |  | #REF! | #REF!
#REF! | #REF! | #REF! | #REF! | #REF! | #REF! | #REF! | #REF! | #REF! | #REF! |  |  | #REF! | #REF!
#REF! | #REF! | #REF! | #REF! | #REF! | #REF! | #REF! | #REF! | #REF! | #REF! |  |  | #REF! | #REF!
#REF! | #REF! | #REF! | #REF! | #REF! | #REF! | #REF! | #REF! | #REF! | #REF! |  |  | #REF! | #REF!
#REF! | #REF! | #REF! | #REF! | #REF! | #REF! | #REF! | #REF! | #REF! | #REF! |  |  | #REF! | #REF!
#REF! | #REF! | #REF! | #REF! | #REF! | #REF! | #REF! | #REF! | #REF! | #REF! |  |  | #REF! | #REF!
#REF! | #REF! | #REF! | #REF! | #REF! | #REF! | #REF! | #REF! | #REF! | #REF! |  |  | #REF! | #REF!
#REF! | #REF! | #REF! | #REF! | #REF! | #REF! | #REF! | #REF! | #REF! | #REF! |  |  | #REF! | #REF!
#REF! | #REF! | #REF! | #REF! | #REF! | #REF! | #REF! | #REF! | #REF! | #REF! |  |  | #REF! | #REF!
#REF! | #REF! | #REF! | #REF! | #REF! | #REF! | #REF! | #REF! | #REF! | #REF! |  |  | #REF! | #REF!
#REF! | #REF! | #REF! | #REF! | #REF! | #REF! | #REF! | #REF! | #REF! | #REF! |  |  | #REF! | #REF!
#REF! | #REF! | #REF! | #REF! | #REF! | #REF! | #REF! | #REF! | #REF! | #REF! |  |  | #REF! | #REF!
#REF! | #REF! | #REF! | #REF! | #REF! | #REF! | #REF! | #REF! | #REF! | #REF! |  |  | #REF! | #REF!
#REF! | #REF! | #REF! | #REF! | #REF! | #REF! | #REF! | #REF! | #REF! | #REF! |  |  | #REF! | #REF!
#REF! | #REF! | #REF! | #REF! | #REF! | #REF! | #REF! | #REF! | #REF! | #REF! |  |  | #REF! | #REF!
#REF! | #REF! | #REF! | #REF! | #REF! | #REF! | #REF! | #REF! | #REF! | #REF! |  |  | #REF! | #REF!
#REF! | #REF! | #REF! | #REF! | #REF! | #REF! | #REF! | #REF! | #REF! | #REF! |  |  | #REF! | #REF!
#REF! | #REF! | #REF! | #REF! | #REF! | #REF! | #REF! | #REF! | #REF! | #REF! |  |  | #REF! | #REF!
#REF! | #REF! | #REF! | #REF! | #REF! | #REF! | #REF! | #REF! | #REF! | #REF! |  |  | #REF! | #REF!
#REF! | #REF! | #REF! | #REF! | #REF! | #REF! | #REF! | #REF! | #REF! | #REF! |  |  | #REF! | #REF!
#REF! | #REF! | #REF! | #REF! | #REF! | #REF! | #REF! | #REF! | #REF! | #REF! |  |  | #REF! | #REF!
#REF! | #REF! | #REF! | #REF! | #REF! | #REF! | #REF! | #REF! | #REF! | #REF! |  |  | #REF! | #REF!
#REF! | #REF! | #REF! | #REF! | #REF! | #REF! | #REF! | #REF! | #REF! | #REF! |  |  | #REF! | #REF!
#REF! | #REF! | #REF! | #REF! | #REF! | #REF! | #REF! | #REF! | #REF! | #REF! |  |  | #REF! | #REF!
#REF! | #REF! | #REF! | #REF! | #REF! | #REF! | #REF! | #REF! | #REF! | #REF! |  |  | #REF! | #REF!
#REF! | #REF! | #REF! | #REF! | #REF! | #REF! | #REF! | #REF! | #REF! | #REF! |  |  | #REF! | #REF!
#REF! | #REF! | #REF! | #REF! | #REF! | #REF! | #REF! | #REF! | #REF! | #REF! |  |  | #REF! | #REF!
#REF! | #REF! | #REF! | #REF! | #REF! | #REF! | #REF! | #REF! | #REF! | #REF! |  |  | #REF! | #REF!
#REF! | #REF! | #REF! | #REF! | #REF! | #REF! | #REF! | #REF! | #REF! | #REF! |  |  | #REF! | #REF!
#REF! | #REF! | #REF! | #REF! | #REF! | #REF! | #REF! | #REF! | #REF! | #REF! |  |  | #REF! | #REF!
#REF! | #REF! | #REF! | #REF! | #REF! | #REF! | #REF! | #REF! | #REF! | #REF! |  |  | #REF! | #REF!
#REF! | #REF! | #REF! | #REF! | #REF! | #REF! | #REF! | #REF! | #REF! | #REF! |  |  | #REF! | #REF!
#REF! | #REF! | #REF! | #REF! | #REF! | #REF! | #REF! | #REF! | #REF! | #REF! |  |  | #REF! | #REF!
#REF! | #REF! | #REF! | #REF! | #REF! | #REF! | #REF! | #REF! | #REF! | #REF! |  |  | #REF! | #REF!
#REF! | #REF! | #REF! | #REF! | #REF! | #REF! | #REF! | #REF! | #REF! | #REF! |  |  | #REF! | #REF!
#REF! | #REF! | #REF! | #REF! | #REF! | #REF! | #REF! | #REF! | #REF! | #REF! |  |  | #REF! | #REF!
#REF! | #REF! | #REF! | #REF! | #REF! | #REF! | #REF! | #REF! | #REF! | #REF! |  |  | #REF! | #REF!
#REF! | #REF! | #REF! | #REF! | #REF! | #REF! | #REF! | #REF! | #REF! | #REF! |  |  | #REF! | #REF!
#REF! | #REF! | #REF! | #REF! | #REF! | #REF! | #REF! | #REF! | #REF! | #REF! |  |  | #REF! | #REF!
#REF! | #REF! | #REF! | #REF! | #REF! | #REF! | #REF! | #REF! | #REF! | #REF! |  |  | #REF! | #REF!
#REF! | #REF! | #REF! | #REF! | #REF! | #REF! | #REF! | #REF! | #REF! | #REF! |  |  | #REF! | #REF!
#REF! | #REF! | #REF! | #REF! | #REF! | #REF! | #REF! | #REF! | #REF! | #REF! |  |  | #REF! | #REF!
#REF! | #REF! | #REF! | #REF! | #REF! | #REF! | #REF! | #REF! | #REF! | #REF! |  |  | #REF! | #REF!
#REF! | #REF! | #REF! | #REF! | #REF! | #REF! | #REF! | #REF! | #REF! | #REF! |  |  | #REF! | #REF!
#REF! | #REF! | #REF! | #REF! | #REF! | #REF! | #REF! | #REF! | #REF! | #REF! |  |  | #REF! | #REF!
#REF! | #REF! | #REF! | #REF! | #REF! | #REF! | #REF! | #REF! | #REF! | #REF! |  |  | #REF! | #REF!
#REF! | #REF! | #REF! | #REF! | #REF! | #REF! | #REF! | #REF! | #REF! | #REF! |  |  | #REF! | #REF!
#REF! | #REF! | #REF! | #REF! | #REF! | #REF! | #REF! | #REF! | #REF! | #REF! |  |  | #REF! | #REF!
#REF! | #REF! | #REF! | #REF! | #REF! | #REF! | #REF! | #REF! | #REF! | #REF! |  |  | #REF! | #REF!
#REF! | #REF! | #REF! | #REF! | #REF! | #REF! | #REF! | #REF! | #REF! | #REF! |  |  | #REF! | #REF!
#REF! | #REF! | #REF! | #REF! | #REF! | #REF! | #REF! | #REF! | #REF! | #REF! |  |  | #REF! | #REF!
#REF! | #REF! | #REF! | #REF! | #REF! | #REF! | #REF! | #REF! | #REF! | #REF! |  |  | #REF! | #REF!
#REF! | #REF! | #REF! | #REF! | #REF! | #REF! | #REF! | #REF! | #REF! | #REF! |  |  | #REF! | #REF!
#REF! | #REF! | #REF! | #REF! | #REF! | #REF! | #REF! | #REF! | #REF! | #REF! |  |  | #REF! | #REF!
#REF! | #REF! | #REF! | #REF! | #REF! | #REF! | #REF! | #REF! | #REF! | #REF! |  |  | #REF! | #REF!
#REF! | #REF! | #REF! | #REF! | #REF! | #REF! | #REF! | #REF! | #REF! | #REF! |  |  | #REF! | #REF!
#REF! | #REF! | #REF! | #REF! | #REF! | #REF! | #REF! | #REF! | #REF! | #REF! |  |  | #REF! | #REF!
#REF! | #REF! | #REF! | #REF! | #REF! | #REF! | #REF! | #REF! | #REF! | #REF! |  |  | #REF! | #REF!
#REF! | #REF! | #REF! | #REF! | #REF! | #REF! | #REF! | #REF! | #REF! | #REF! |  |  | #REF! | #REF!
#REF! | #REF! | #REF! | #REF! | #REF! | #REF! | #REF! | #REF! | #REF! | #REF! |  |  | #REF! | #REF!
#REF! | #REF! | #REF! | #REF! | #REF! | #REF! | #REF! | #REF! | #REF! | #REF! |  |  | #REF! | #REF!
#REF! | #REF! | #REF! | #REF! | #REF! | #REF! | #REF! | #REF! | #REF! | #REF! |  |  | #REF! | #REF!
#REF! | #REF! | #REF! | #REF! | #REF! | #REF! | #REF! | #REF! | #REF! | #REF! |  |  | #REF! | #REF!
#REF! | #REF! | #REF! | #REF! | #REF! | #REF! | #REF! | #REF! | #REF! | #REF! |  |  | #REF! | #REF!
#REF! | #REF! | #REF! | #REF! | #REF! | #REF! | #REF! | #REF! | #REF! | #REF! |  |  | #REF! | #REF!
#REF! | #REF! | #REF! | #REF! | #REF! | #REF! | #REF! | #REF! | #REF! | #REF! |  |  | #REF! | #REF!
#REF! | #REF! | #REF! | #REF! | #REF! | #REF! | #REF! | #REF! | #REF! | #REF! |  |  | #REF! | #REF!
#REF! | #REF! | #REF! | #REF! | #REF! | #REF! | #REF! | #REF! | #REF! | #REF! |  |  | #REF! | #REF!
#REF! | #REF! | #REF! | #REF! | #REF! | #REF! | #REF! | #REF! | #REF! | #REF! |  |  | #REF! | #REF!
#REF! | #REF! | #REF! | #REF! | #REF! | #REF! | #REF! | #REF! | #REF! | #REF! |  |  | #REF! | #REF!
#REF! | #REF! | #REF! | #REF! | #REF! | #REF! | #REF! | #REF! | #REF! | #REF! |  |  | #REF! | #REF!
#REF! | #REF! | #REF! | #REF! | #REF! | #REF! | #REF! | #REF! | #REF! | #REF! |  |  | #REF! | #REF!
#REF! | #REF! | #REF! | #REF! | #REF! | #REF! | #REF! | #REF! | #REF! | #REF! |  |  | #REF! | #REF!
#REF! | #REF! | #REF! | #REF! | #REF! | #REF! | #REF! | #REF! | #REF! | #REF! |  |  | #REF! | #REF!
#REF! | #REF! | #REF! | #REF! | #REF! | #REF! | #REF! | #REF! | #REF! | #REF! |  |  | #REF! | #REF!
#REF! | #REF! | #REF! | #REF! | #REF! | #REF! | #REF! | #REF! | #REF! | #REF! |  |  | #REF! | #REF!
#REF! | #REF! | #REF! | #REF! | #REF! | #REF! | #REF! | #REF! | #REF! | #REF! |  |  | #REF! | #REF!
#REF! | #REF! | #REF! | #REF! | #REF! | #REF! | #REF! | #REF! | #REF! | #REF! |  |  | #REF! | #REF!
#REF! | #REF! | #REF! | #REF! | #REF! | #REF! | #REF! | #REF! | #REF! | #REF! |  |  | #REF! | #REF!
#REF! | #REF! | #REF! | #REF! | #REF! | #REF! | #REF! | #REF! | #REF! | #REF! |  |  | #REF! | #REF!
#REF! | #REF! | #REF! | #REF! | #REF! | #REF! | #REF! | #REF! | #REF! | #REF! |  |  | #REF! | #REF!
#REF! | #REF! | #REF! | #REF! | #REF! | #REF! | #REF! | #REF! | #REF! | #REF! |  |  | #REF! | #REF!
#REF! | #REF! | #REF! | #REF! | #REF! | #REF! | #REF! | #REF! | #REF! | #REF! |  |  | #REF! | #REF!
#REF! | #REF! | #REF! | #REF! | #REF! | #REF! | #REF! | #REF! | #REF! | #REF! |  |  | #REF! | #REF!
#REF! | #REF! | #REF! | #REF! | #REF! | #REF! | #REF! | #REF! | #REF! | #REF! |  |  | #REF! | #REF!
#REF! | #REF! | #REF! | #REF! | #REF! | #REF! | #REF! | #REF! | #REF! | #REF! |  |  | #REF! | #REF!
#REF! | #REF! | #REF! | #REF! | #REF! | #REF! | #REF! | #REF! | #REF! | #REF! |  |  | #REF! | #REF!
#REF! | #REF! | #REF! | #REF! | #REF! | #REF! | #REF! | #REF! | #REF! | #REF! |  |  | #REF! | #REF!
#REF! | #REF! | #REF! | #REF! | #REF! | #REF! | #REF! | #REF! | #REF! | #REF! |  |  | #REF! | #REF!
#REF! | #REF! | #REF! | #REF! | #REF! | #REF! | #REF! | #REF! | #REF! | #REF! |  |  | #REF! | #REF!
#REF! | #REF! | #REF! | #REF! | #REF! | #REF! | #REF! | #REF! | #REF! | #REF! |  |  | #REF! | #REF!
#REF! | #REF! | #REF! | #REF! | #REF! | #REF! | #REF! | #REF! | #REF! | #REF! |  |  | #REF! | #REF!
#REF! | #REF! | #REF! | #REF! | #REF! | #REF! | #REF! | #REF! | #REF! | #REF! |  |  | #REF! | #REF!
#REF! | #REF! | #REF! | #REF! | #REF! | #REF! | #REF! | #REF! | #REF! | #REF! |  |  | #REF! | #REF!
#REF! | #REF! | #REF! | #REF! | #REF! | #REF! | #REF! | #REF! | #REF! | #REF! |  |  | #REF! | #REF!
#REF! | #REF! | #REF! | #REF! | #REF! | #REF! | #REF! | #REF! | #REF! | #REF! |  |  | #REF! | #REF!
#REF! | #REF! | #REF! | #REF! | #REF! | #REF! | #REF! | #REF! | #REF! | #REF! |  |  | #REF! | #REF!
#REF! | #REF! | #REF! | #REF! | #REF! | #REF! | #REF! | #REF! | #REF! | #REF! |  |  | #REF! | #REF!
#REF! | #REF! | #REF! | #REF! | #REF! | #REF! | #REF! | #REF! | #REF! | #REF! |  |  | #REF! | #REF!
#REF! | #REF! | #REF! | #REF! | #REF! | #REF! | #REF! | #REF! | #REF! | #REF! |  |  | #REF! | #REF!
#REF! | #REF! | #REF! | #REF! | #REF! | #REF! | #REF! | #REF! | #REF! | #REF! |  |  | #REF! | #REF!
#REF! | #REF! | #REF! | #REF! | #REF! | #REF! | #REF! | #REF! | #REF! | #REF! |  |  | #REF! | #REF!
#REF! | #REF! | #REF! | #REF! | #REF! | #REF! | #REF! | #REF! | #REF! | #REF! |  |  | #REF! | #REF!
#REF! | #REF! | #REF! | #REF! | #REF! | #REF! | #REF! | #REF! | #REF! | #REF! |  |  | #REF! | #REF!
#REF! | #REF! | #REF! | #REF! | #REF! | #REF! | #REF! | #REF! | #REF! | #REF! |  |  | #REF! | #REF!
#REF! | #REF! | #REF! | #REF! | #REF! | #REF! | #REF! | #REF! | #REF! | #REF! |  |  | #REF! | #REF!
#REF! | #REF! | #REF! | #REF! | #REF! | #REF! | #REF! | #REF! | #REF! | #REF! |  |  | #REF! | #REF!
#REF! | #REF! | #REF! | #REF! | #REF! | #REF! | #REF! | #REF! | #REF! | #REF! |  |  | #REF! | #REF!
#REF! | #REF! | #REF! | #REF! | #REF! | #REF! | #REF! | #REF! | #REF! | #REF! |  |  | #REF! | #REF!
#REF! | #REF! | #REF! | #REF! | #REF! | #REF! | #REF! | #REF! | #REF! | #REF! |  |  | #REF! | #REF!
#REF! | #REF! | #REF! | #REF! | #REF! | #REF! | #REF! | #REF! | #REF! | #REF! |  |  | #REF! | #REF!
#REF! | #REF! | #REF! | #REF! | #REF! | #REF! | #REF! | #REF! | #REF! | #REF! |  |  | #REF! | #REF!
#REF! | #REF! | #REF! | #REF! | #REF! | #REF! | #REF! | #REF! | #REF! | #REF! |  |  | #REF! | #REF!
#REF! | #REF! | #REF! | #REF! | #REF! | #REF! | #REF! | #REF! | #REF! | #REF! |  |  | #REF! | #REF!
#REF! | #REF! | #REF! | #REF! | #REF! | #REF! | #REF! | #REF! | #REF! | #REF! |  |  | #REF! | #REF!
#REF! | #REF! | #REF! | #REF! | #REF! | #REF! | #REF! | #REF! | #REF! | #REF! |  |  | #REF! | #REF!
#REF! | #REF! | #REF! | #REF! | #REF! | #REF! | #REF! | #REF! | #REF! | #REF! |  |  | #REF! | #REF!
#REF! | #REF! | #REF! | #REF! | #REF! | #REF! | #REF! | #REF! | #REF! | #REF! |  |  | #REF! | #REF!
#REF! | #REF! | #REF! | #REF! | #REF! | #REF! | #REF! | #REF! | #REF! | #REF! |  |  | #REF! | #REF!
#REF! | #REF! | #REF! | #REF! | #REF! | #REF! | #REF! | #REF! | #REF! | #REF! |  |  | #REF! | #REF!
#REF! | #REF! | #REF! | #REF! | #REF! | #REF! | #REF! | #REF! | #REF! | #REF! |  |  | #REF! | #REF!
#REF! | #REF! | #REF! | #REF! | #REF! | #REF! | #REF! | #REF! | #REF! | #REF! |  |  | #REF! | #REF!
#REF! | #REF! | #REF! | #REF! | #REF! | #REF! | #REF! | #REF! | #REF! | #REF! |  |  | #REF! | #REF!
#REF! | #REF! | #REF! | #REF! | #REF! | #REF! | #REF! | #REF! | #REF! | #REF! |  |  | #REF! | #REF!
#REF! | #REF! | #REF! | #REF! | #REF! | #REF! | #REF! | #REF! | #REF! | #REF! |  |  | #REF! | #REF!
#REF! | #REF! | #REF! | #REF! | #REF! | #REF! | #REF! | #REF! | #REF! | #REF! |  |  | #REF! | #REF!
#REF! | #REF! | #REF! | #REF! | #REF! | #REF! | #REF! | #REF! | #REF! | #REF! |  |  | #REF! | #REF!
#REF! | #REF! | #REF! | #REF! | #REF! | #REF! | #REF! | #REF! | #REF! | #REF! |  |  | #REF! | #REF!
#REF! | #REF! | #REF! | #REF! | #REF! | #REF! | #REF! | #REF! | #REF! | #REF! |  |  | #REF! | #REF!
#REF! | #REF! | #REF! | #REF! | #REF! | #REF! | #REF! | #REF! | #REF! | #REF! |  |  | #REF! | #REF!
#REF! | #REF! | #REF! | #REF! | #REF! | #REF! | #REF! | #REF! | #REF! | #REF! |  |  | #REF! | #REF!
#REF! | #REF! | #REF! | #REF! | #REF! | #REF! | #REF! | #REF! | #REF! | #REF! |  |  | #REF! | #REF!
#REF! | #REF! | #REF! | #REF! | #REF! | #REF! | #REF! | #REF! | #REF! | #REF! |  |  | #REF! | #REF!
#REF! | #REF! | #REF! | #REF! | #REF! | #REF! | #REF! | #REF! | #REF! | #REF! |  |  | #REF! | #REF!
#REF! | #REF! | #REF! | #REF! | #REF! | #REF! | #REF! | #REF! | #REF! | #REF! |  |  | #REF! | #REF!
#REF! | #REF! | #REF! | #REF! | #REF! | #REF! | #REF! | #REF! | #REF! | #REF! |  |  | #REF! | #REF!
#REF! | #REF! | #REF! | #REF! | #REF! | #REF! | #REF! | #REF! | #REF! | #REF! |  |  | #REF! | #REF!
#REF! | #REF! | #REF! | #REF! | #REF! | #REF! | #REF! | #REF! | #REF! | #REF! |  |  | #REF! | #REF!
#REF! | #REF! | #REF! | #REF! | #REF! | #REF! | #REF! | #REF! | #REF! | #REF! |  |  | #REF! | #REF!
#REF! | #REF! | #REF! | #REF! | #REF! | #REF! | #REF! | #REF! | #REF! | #REF! |  |  | #REF! | #REF!
#REF! | #REF! | #REF! | #REF! | #REF! | #REF! | #REF! | #REF! | #REF! | #REF! |  |  | #REF! | #REF!
#REF! | #REF! | #REF! | #REF! | #REF! | #REF! | #REF! | #REF! | #REF! | #REF! |  |  | #REF! | #REF!
#REF! | #REF! | #REF! | #REF! | #REF! | #REF! | #REF! | #REF! | #REF! | #REF! |  |  | #REF! | #REF!
#REF! | #REF! | #REF! | #REF! | #REF! | #REF! | #REF! | #REF! | #REF! | #REF! |  |  | #REF! | #REF!
#REF! | #REF! | #REF! | #REF! | #REF! | #REF! | #REF! | #REF! | #REF! | #REF! |  |  | #REF! | #REF!
#REF! | #REF! | #REF! | #REF! | #REF! | #REF! | #REF! | #REF! | #REF! | #REF! |  |  | #REF! | #REF!
#REF! | #REF! | #REF! | #REF! | #REF! | #REF! | #REF! | #REF! | #REF! | #REF! |  |  | #REF! | #REF!
#REF! | #REF! | #REF! | #REF! | #REF! | #REF! | #REF! | #REF! | #REF! | #REF! |  |  | #REF! | #REF!
#REF! | #REF! | #REF! | #REF! | #REF! | #REF! | #REF! | #REF! | #REF! | #REF! |  |  | #REF! | #REF!
#REF! | #REF! | #REF! | #REF! | #REF! | #REF! | #REF! | #REF! | #REF! | #REF! |  |  | #REF! | #REF!
#REF! | #REF! | #REF! | #REF! | #REF! | #REF! | #REF! | #REF! | #REF! | #REF! |  |  | #REF! | #REF!
#REF! | #REF! | #REF! | #REF! | #REF! | #REF! | #REF! | #REF! | #REF! | #REF! |  |  | #REF! | #REF!
#REF! | #REF! | #REF! | #REF! | #REF! | #REF! | #REF! | #REF! | #REF! | #REF! |  |  | #REF! | #REF!
#REF! | #REF! | #REF! | #REF! | #REF! | #REF! | #REF! | #REF! | #REF! | #REF! |  |  | #REF! | #REF!
#REF! | #REF! | #REF! | #REF! | #REF! | #REF! | #REF! | #REF! | #REF! | #REF! |  |  | #REF! | #REF!
#REF! | #REF! | #REF! | #REF! | #REF! | #REF! | #REF! | #REF! | #REF! | #REF! |  |  | #REF! | #REF!
#REF! | #REF! | #REF! | #REF! | #REF! | #REF! | #REF! | #REF! | #REF! | #REF! |  |  | #REF! | #REF!
#REF! | #REF! | #REF! | #REF! | #REF! | #REF! | #REF! | #REF! | #REF! | #REF! |  |  | #REF! | #REF!
#REF! | #REF! | #REF! | #REF! | #REF! | #REF! | #REF! | #REF! | #REF! | #REF! |  |  | #REF! | #REF!
#REF! | #REF! | #REF! | #REF! | #REF! | #REF! | #REF! | #REF! | #REF! | #REF! |  |  | #REF! | #REF!
#REF! | #REF! | #REF! | #REF! | #REF! | #REF! | #REF! | #REF! | #REF! | #REF! |  |  | #REF! | #REF!
#REF! | #REF! | #REF! | #REF! | #REF! | #REF! | #REF! | #REF! | #REF! | #REF! |  |  | #REF! | #REF!
#REF! | #REF! | #REF! | #REF! | #REF! | #REF! | #REF! | #REF! | #REF! | #REF! |  |  | #REF! | #REF!
#REF! | #REF! | #REF! | #REF! | #REF! | #REF! | #REF! | #REF! | #REF! | #REF! |  |  | #REF! | #REF!
#REF! | #REF! | #REF! | #REF! | #REF! | #REF! | #REF! | #REF! | #REF! | #REF! |  |  | #REF! | #REF!
#REF! | #REF! | #REF! | #REF! | #REF! | #REF! | #REF! | #REF! | #REF! | #REF! |  |  | #REF! | #REF!
#REF! | #REF! | #REF! | #REF! | #REF! | #REF! | #REF! | #REF! | #REF! | #REF! |  |  | #REF! | #REF!
#REF! | #REF! | #REF! | #REF! | #REF! | #REF! | #REF! | #REF! | #REF! | #REF! |  |  | #REF! | #REF!
#REF! | #REF! | #REF! | #REF! | #REF! | #REF! | #REF! | #REF! | #REF! | #REF! |  |  | #REF! | #REF!
#REF! | #REF! | #REF! | #REF! | #REF! | #REF! | #REF! | #REF! | #REF! | #REF! |  |  | #REF! | #REF!
#REF! | #REF! | #REF! | #REF! | #REF! | #REF! | #REF! | #REF! | #REF! | #REF! |  |  | #REF! | #REF!
#REF! | #REF! | #REF! | #REF! | #REF! | #REF! | #REF! | #REF! | #REF! | #REF! |  |  | #REF! | #REF!
#REF! | #REF! | #REF! | #REF! | #REF! | #REF! | #REF! | #REF! | #REF! | #REF! |  |  | #REF! | #REF!
#REF! | #REF! | #REF! | #REF! | #REF! | #REF! | #REF! | #REF! | #REF! | #REF! |  |  | #REF! | #REF!
#REF! | #REF! | #REF! | #REF! | #REF! | #REF! | #REF! | #REF! | #REF! | #REF! |  |  | #REF! | #REF!
#REF! | #REF! | #REF! | #REF! | #REF! | #REF! | #REF! | #REF! | #REF! | #REF! |  |  | #REF! | #REF!
#REF! | #REF! | #REF! | #REF! | #REF! | #REF! | #REF! | #REF! | #REF! | #REF! |  |  | #REF! | #REF!
#REF! | #REF! | #REF! | #REF! | #REF! | #REF! | #REF! | #REF! | #REF! | #REF! |  |  | #REF! | #REF!
#REF! | #REF! | #REF! | #REF! | #REF! | #REF! | #REF! | #REF! | #REF! | #REF! |  |  | #REF! | #REF!
#REF! | #REF! | #REF! | #REF! | #REF! | #REF! | #REF! | #REF! | #REF! | #REF! |  |  | #REF! | #REF!
#REF! | #REF! | #REF! | #REF! | #REF! | #REF! | #REF! | #REF! | #REF! | #REF! |  |  | #REF! | #REF!
#REF! | #REF! | #REF! | #REF! | #REF! | #REF! | #REF! | #REF! | #REF! | #REF! |  |  | #REF! | #REF!
#REF! | #REF! | #REF! | #REF! | #REF! | #REF! | #REF! | #REF! | #REF! | #REF! |  |  | #REF! | #REF!
#REF! | #REF! | #REF! | #REF! | #REF! | #REF! | #REF! | #REF! | #REF! | #REF! |  |  | #REF! | #REF!
#REF! | #REF! | #REF! | #REF! | #REF! | #REF! | #REF! | #REF! | #REF! | #REF! |  |  | #REF! | #REF!
#REF! | #REF! | #REF! | #REF! | #REF! | #REF! | #REF! | #REF! | #REF! | #REF! |  |  | #REF! | #REF!
#REF! | #REF! | #REF! | #REF! | #REF! | #REF! | #REF! | #REF! | #REF! | #REF! |  |  | #REF! | #REF!
#REF! | #REF! | #REF! | #REF! | #REF! | #REF! | #REF! | #REF! | #REF! | #REF! |  |  | #REF! | #REF!
#REF! | #REF! | #REF! | #REF! | #REF! | #REF! | #REF! | #REF! | #REF! | #REF! |  |  | #REF! | #REF!
#REF! | #REF! | #REF! | #REF! | #REF! | #REF! | #REF! | #REF! | #REF! | #REF! |  |  | #REF! | #REF!
#REF! | #REF! | #REF! | #REF! | #REF! | #REF! | #REF! | #REF! | #REF! | #REF! |  |  | #REF! | #REF!
#REF! | #REF! | #REF! | #REF! | #REF! | #REF! | #REF! | #REF! | #REF! | #REF! |  |  | #REF! | #REF!
#REF! | #REF! | #REF! | #REF! | #REF! | #REF! | #REF! | #REF! | #REF! | #REF! |  |  | #REF! | #REF!
#REF! | #REF! | #REF! | #REF! | #REF! | #REF! | #REF! | #REF! | #REF! | #REF! |  |  | #REF! | #REF!
#REF! | #REF! | #REF! | #REF! | #REF! | #REF! | #REF! | #REF! | #REF! | #REF! |  |  | #REF! | #REF!
#REF! | #REF! | #REF! | #REF! | #REF! | #REF! | #REF! | #REF! | #REF! | #REF! |  |  | #REF! | #REF!
#REF! | #REF! | #REF! | #REF! | #REF! | #REF! | #REF! | #REF! | #REF! | #REF! |  |  | #REF! | #REF!
#REF! | #REF! | #REF! | #REF! | #REF! | #REF! | #REF! | #REF! | #REF! | #REF! |  |  | #REF! | #REF!
#REF! | #REF! | #REF! | #REF! | #REF! | #REF! | #REF! | #REF! | #REF! | #REF! |  |  | #REF! | #REF!
#REF! | #REF! | #REF! | #REF! | #REF! | #REF! | #REF! | #REF! | #REF! | #REF! |  |  | #REF! | #REF!
#REF! | #REF! | #REF! | #REF! | #REF! | #REF! | #REF! | #REF! | #REF! | #REF! |  |  | #REF! | #REF!
#REF! | #REF! | #REF! | #REF! | #REF! | #REF! | #REF! | #REF! | #REF! | #REF! |  |  | #REF! | #REF!
#REF! | #REF! | #REF! | #REF! | #REF! | #REF! | #REF! | #REF! | #REF! | #REF! |  |  | #REF! | #REF!
#REF! | #REF! | #REF! | #REF! | #REF! | #REF! | #REF! | #REF! | #REF! | #REF! |  |  | #REF! | #REF!
#REF! | #REF! | #REF! | #REF! | #REF! | #REF! | #REF! | #REF! | #REF! | #REF! |  |  | #REF! | #REF!
#REF! | #REF! | #REF! | #REF! | #REF! | #REF! | #REF! | #REF! | #REF! | #REF! |  |  | #REF! | #REF!
#REF! | #REF! | #REF! | #REF! | #REF! | #REF! | #REF! | #REF! | #REF! | #REF! |  |  | #REF! | #REF!
#REF! | #REF! | #REF! | #REF! | #REF! | #REF! | #REF! | #REF! | #REF! | #REF! |  |  | #REF! | #REF!
#REF! | #REF! | #REF! | #REF! | #REF! | #REF! | #REF! | #REF! | #REF! | #REF! |  |  | #REF! | #REF!
#REF! | #REF! | #REF! | #REF! | #REF! | #REF! | #REF! | #REF! | #REF! | #REF! |  |  | #REF! | #REF!
#REF! | #REF! | #REF! | #REF! | #REF! | #REF! | #REF! | #REF! | #REF! | #REF! |  |  | #REF! | #REF!
#REF! | #REF! | #REF! | #REF! | #REF! | #REF! | #REF! | #REF! | #REF! | #REF! |  |  | #REF! | #REF!
#REF! | #REF! | #REF! | #REF! | #REF! | #REF! | #REF! | #REF! | #REF! | #REF! |  |  | #REF! | #REF!
#REF! | #REF! | #REF! | #REF! | #REF! | #REF! | #REF! | #REF! | #REF! | #REF! |  |  | #REF! | #REF!
#REF! | #REF! | #REF! | #REF! | #REF! | #REF! | #REF! | #REF! | #REF! | #REF! |  |  | #REF! | #REF!
#REF! | #REF! | #REF! | #REF! | #REF! | #REF! | #REF! | #REF! | #REF! | #REF! |  |  | #REF! | #REF!
#REF! | #REF! | #REF! | #REF! | #REF! | #REF! | #REF! | #REF! | #REF! | #REF! |  |  | #REF! | #REF!
#REF! | #REF! | #REF! | #REF! | #REF! | #REF! | #REF! | #REF! | #REF! | #REF! |  |  | #REF! | #REF!
#REF! | #REF! | #REF! | #REF! | #REF! | #REF! | #REF! | #REF! | #REF! | #REF! |  |  | #REF! | #REF!
#REF! | #REF! | #REF! | #REF! | #REF! | #REF! | #REF! | #REF! | #REF! | #REF! |  |  | #REF! | #REF!
#REF! | #REF! | #REF! | #REF! | #REF! | #REF! | #REF! | #REF! | #REF! | #REF! |  |  | #REF! | #REF!
#REF! | #REF! | #REF! | #REF! | #REF! | #REF! | #REF! | #REF! | #REF! | #REF! |  |  | #REF! | #REF!
#REF! | #REF! | #REF! | #REF! | #REF! | #REF! | #REF! | #REF! | #REF! | #REF! |  |  | #REF! | #REF!
#REF! | #REF! | #REF! | #REF! | #REF! | #REF! | #REF! | #REF! | #REF! | #REF! |  |  | #REF! | #REF!
#REF! | #REF! | #REF! | #REF! | #REF! | #REF! | #REF! | #REF! | #REF! | #REF! |  |  | #REF! | #REF!
#REF! | #REF! | #REF! | #REF! | #REF! | #REF! | #REF! | #REF! | #REF! | #REF! |  |  | #REF! | #REF!
#REF! | #REF! | #REF! | #REF! | #REF! | #REF! | #REF! | #REF! | #REF! | #REF! |  |  | #REF! | #REF!
#REF! | #REF! | #REF! | #REF! | #REF! | #REF! | #REF! | #REF! | #REF! | #REF! |  |  | #REF! | #REF!
#REF! | #REF! | #REF! | #REF! | #REF! | #REF! | #REF! | #REF! | #REF! | #REF! |  |  | #REF! | #REF!
#REF! | #REF! | #REF! | #REF! | #REF! | #REF! | #REF! | #REF! | #REF! | #REF! |  |  | #REF! | #REF!
#REF! | #REF! | #REF! | #REF! | #REF! | #REF! | #REF! | #REF! | #REF! | #REF! |  |  | #REF! | #REF!
#REF! | #REF! | #REF! | #REF! | #REF! | #REF! | #REF! | #REF! | #REF! | #REF! |  |  | #REF! | #REF!
#REF! | #REF! | #REF! | #REF! | #REF! | #REF! | #REF! | #REF! | #REF! | #REF! |  |  | #REF! | #REF!
#REF! | #REF! | #REF! | #REF! | #REF! | #REF! | #REF! | #REF! | #REF! | #REF! |  |  | #REF! | #REF!
#REF! | #REF! | #REF! | #REF! | #REF! | #REF! | #REF! | #REF! | #REF! | #REF! |  |  | #REF! | #REF!
#REF! | #REF! | #REF! | #REF! | #REF! | #REF! | #REF! | #REF! | #REF! | #REF! |  |  | #REF! | #REF!
#REF! | #REF! | #REF! | #REF! | #REF! | #REF! | #REF! | #REF! | #REF! | #REF! |  |  | #REF! | #REF!
#REF! | #REF! | #REF! | #REF! | #REF! | #REF! | #REF! | #REF! | #REF! | #REF! |  |  | #REF! | #REF!
#REF! | #REF! | #REF! | #REF! | #REF! | #REF! | #REF! | #REF! | #REF! | #REF! |  |  | #REF! | #REF!
#REF! | #REF! | #REF! | #REF! | #REF! | #REF! | #REF! | #REF! | #REF! | #REF! |  |  | #REF! | #REF!
#REF! | #REF! | #REF! | #REF! | #REF! | #REF! | #REF! | #REF! | #REF! | #REF! |  |  | #REF! | #REF!
#REF! | #REF! | #REF! | #REF! | #REF! | #REF! | #REF! | #REF! | #REF! | #REF! |  |  | #REF! | #REF!
#REF! | #REF! | #REF! | #REF! | #REF! | #REF! | #REF! | #REF! | #REF! | #REF! |  |  | #REF! | #REF!
#REF! | #REF! | #REF! | #REF! | #REF! | #REF! | #REF! | #REF! | #REF! | #REF! |  |  | #REF! | #REF!
#REF! | #REF! | #REF! | #REF! | #REF! | #REF! | #REF! | #REF! | #REF! | #REF! |  |  | #REF! | #REF!
#REF! | #REF! | #REF! | #REF! | #REF! | #REF! | #REF! | #REF! | #REF! | #REF! |  |  | #REF! | #REF!
#REF! | #REF! | #REF! | #REF! | #REF! | #REF! | #REF! | #REF! | #REF! | #REF! |  |  | #REF! | #REF!
#REF! | #REF! | #REF! | #REF! | #REF! | #REF! | #REF! | #REF! | #REF! | #REF! |  |  | #REF! | #REF!
#REF! | #REF! | #REF! | #REF! | #REF! | #REF! | #REF! | #REF! | #REF! | #REF! |  |  | #REF! | #REF!
#REF! | #REF! | #REF! | #REF! | #REF! | #REF! | #REF! | #REF! | #REF! | #REF! |  |  | #REF! | #REF!
#REF! | #REF! | #REF! | #REF! | #REF! | #REF! | #REF! | #REF! | #REF! | #REF! |  |  | #REF! | #REF!
#REF! | #REF! | #REF! | #REF! | #REF! | #REF! | #REF! | #REF! | #REF! | #REF! |  |  | #REF! | #REF!
#REF! | #REF! | #REF! | #REF! | #REF! | #REF! | #REF! | #REF! | #REF! | #REF! |  |  | #REF! | #REF!
#REF! | #REF! | #REF! | #REF! | #REF! | #REF! | #REF! | #REF! | #REF! | #REF! |  |  | #REF! | #REF!
#REF! | #REF! | #REF! | #REF! | #REF! | #REF! | #REF! | #REF! | #REF! | #REF! |  |  | #REF! | #REF!
#REF! | #REF! | #REF! | #REF! | #REF! | #REF! | #REF! | #REF! | #REF! | #REF! |  |  | #REF! | #REF!
#REF! | #REF! | #REF! | #REF! | #REF! | #REF! | #REF! | #REF! | #REF! | #REF! |  |  | #REF! | #REF!
#REF! | #REF! | #REF! | #REF! | #REF! | #REF! | #REF! | #REF! | #REF! | #REF! |  |  | #REF! | #REF!
#REF! | #REF! | #REF! | #REF! | #REF! | #REF! | #REF! | #REF! | #REF! | #REF! |  |  | #REF! | #REF!
#REF! | #REF! | #REF! | #REF! | #REF! | #REF! | #REF! | #REF! | #REF! | #REF! |  |  | #REF! | #REF!
#REF! | #REF! | #REF! | #REF! | #REF! | #REF! | #REF! | #REF! | #REF! | #REF! |  |  | #REF! | #REF!
#REF! | #REF! | #REF! | #REF! | #REF! | #REF! | #REF! | #REF! | #REF! | #REF! |  |  | #REF! | #REF!
#REF! | #REF! | #REF! | #REF! | #REF! | #REF! | #REF! | #REF! | #REF! | #REF! |  |  | #REF! | #REF!
#REF! | #REF! | #REF! | #REF! | #REF! | #REF! | #REF! | #REF! | #REF! | #REF! |  |  | #REF! | #REF!
#REF! | #REF! | #REF! | #REF! | #REF! | #REF! | #REF! | #REF! | #REF! | #REF! |  |  | #REF! | #REF!
#REF! | #REF! | #REF! | #REF! | #REF! | #REF! | #REF! | #REF! | #REF! | #REF! |  |  | #REF! | #REF!
#REF! | #REF! | #REF! | #REF! | #REF! | #REF! | #REF! | #REF! | #REF! | #REF! |  |  | #REF! | #REF!
#REF! | #REF! | #REF! | #REF! | #REF! | #REF! | #REF! | #REF! | #REF! | #REF! |  |  | #REF! | #REF!
#REF! | #REF! | #REF! | #REF! | #REF! | #REF! | #REF! | #REF! | #REF! | #REF! |  |  | #REF! | #REF!
#REF! | #REF! | #REF! | #REF! | #REF! | #REF! | #REF! | #REF! | #REF! | #REF! |  |  | #REF! | #REF!
#REF! | #REF! | #REF! | #REF! | #REF! | #REF! | #REF! | #REF! | #REF! | #REF! |  |  | #REF! | #REF!
| Total |  |  |  | #REF! | #REF! | #REF! | #REF! | #REF! | 0 | 0 | #REF! | #REF!
FY 2028-29
a) DPR Schemes
#REF!
| #REF! | [6 empty] | #REF! | #REF!
1 | #REF! | [6 empty] | #REF! | #REF!
#REF! | #REF! | #REF! | #REF! | #REF! | #REF! | #REF! | #REF! | #REF! | #REF! |  |  | #REF! | #REF! | #REF! | #REF!
#REF! | #REF! | #REF! | #REF! | #REF! | #REF! | #REF! | #REF! | #REF! | #REF! |  |  | #REF! | #REF! | #REF! | #REF!
#REF! | #REF! | #REF! | #REF! | #REF! | #REF! | #REF! | #REF! | #REF! | #REF! |  |  | #REF! | #REF! | #REF! | #REF!
#REF! | #REF! | #REF! | #REF! | #REF! | #REF! | #REF! | #REF! | #REF! | #REF! |  |  | #REF! | #REF! | #REF! | #REF!
#REF! | #REF! | #REF! | #REF! | #REF! | #REF! | #REF! | #REF! | #REF! | #REF! |  |  | #REF! | #REF! | #REF! | #REF!
#REF! | #REF! | #REF! | #REF! | #REF! | #REF! | #REF! | #REF! | #REF! | #REF! |  |  | #REF! | #REF! | #REF! | #REF!
#REF! | #REF! | #REF! | #REF! | #REF! | #REF! | #REF! | #REF! | #REF! | #REF! |  |  | #REF! | #REF! | #REF! | #REF!
#REF! | #REF! | #REF! | #REF! | #REF! | #REF! | #REF! | #REF! | #REF! | #REF! |  |  | #REF! | #REF! | #REF! | #REF!
#REF! | #REF! | #REF! | #REF! | #REF! | #REF! | #REF! | #REF! | #REF! | #REF! |  |  | #REF! | #REF! | #REF! | #REF!
#REF! | #REF! | #REF! | #REF! | #REF! | #REF! | #REF! | #REF! | #REF! | #REF! |  |  | #REF! | #REF! | #REF! | #REF!
#REF! | #REF! | #REF! | #REF! | #REF! | #REF! | #REF! | #REF! | #REF! | #REF! |  |  | #REF! | #REF! | #REF! | #REF!
#REF! | #REF! | #REF! | #REF! | #REF! | #REF! | #REF! | #REF! | #REF! | #REF! |  |  | #REF! | #REF! | #REF! | #REF!
#REF! | #REF! | #REF! | #REF! | #REF! | #REF! | #REF! | #REF! | #REF! | #REF! |  |  | #REF! | #REF! | #REF! | #REF!
#REF! | #REF! | #REF! | #REF! | #REF! | #REF! | #REF! | #REF! | #REF! | #REF! |  |  | #REF! | #REF! | #REF! | #REF!
#REF! | #REF! | #REF! | #REF! | #REF! | #REF! | #REF! | #REF! | #REF! | #REF! |  |  | #REF! | #REF! | #REF! | #REF!
#REF! | #REF! | #REF! | #REF! | #REF! | #REF! | #REF! | #REF! | #REF! | #REF! |  |  | #REF! | #REF! | #REF! | #REF!
#REF! | #REF! | #REF! | #REF! | #REF! | #REF! | #REF! | #REF! | #REF! | #REF! |  |  | #REF! | #REF! | #REF! | #REF!
#REF! | #REF! | #REF! | #REF! | #REF! | #REF! | #REF! | #REF! | #REF! | #REF! |  |  | #REF! | #REF! | #REF! | #REF!
#REF! | #REF! | #REF! | #REF! | #REF! | #REF! | #REF! | #REF! | #REF! | #REF! |  |  | #REF! | #REF! | #REF! | #REF!
#REF! | #REF! | #REF! | #REF! | #REF! | #REF! | #REF! | #REF! | #REF! | #REF! |  |  | #REF! | #REF! | #REF! | #REF!
#REF! | #REF! | #REF! | #REF! | #REF! | #REF! | #REF! | #REF! | #REF! | #REF! |  |  | #REF! | #REF! | #REF! | #REF!
#REF! | #REF! | #REF! | #REF! | #REF! | #REF! | #REF! | #REF! | #REF! | #REF! |  |  | #REF! | #REF! | #REF! | #REF!
#REF! | #REF! | #REF! | #REF! | #REF! | #REF! | #REF! | #REF! | #REF! | #REF! |  |  | #REF! | #REF! | #REF! | #REF!
#REF! | #REF! | #REF! | #REF! | #REF! | #REF! | #REF! | #REF! | #REF! | #REF! |  |  | #REF! | #REF! | #REF! | #REF!
#REF! | #REF! | #REF! | #REF! | #REF! | #REF! | #REF! | #REF! | #REF! | #REF! |  |  | #REF! | #REF! | #REF! | #REF!
#REF! | #REF! | #REF! | #REF! | #REF! | #REF! | #REF! | #REF! | #REF! | #REF! |  |  | #REF! | #REF! | #REF! | #REF!
#REF! | #REF! | #REF! | #REF! | #REF! | #REF! | #REF! | #REF! | #REF! | #REF! |  |  | #REF! | #REF! | #REF! | #REF!
#REF! | #REF! | #REF! | #REF! | #REF! | #REF! | #REF! | #REF! | #REF! | #REF! |  |  | #REF! | #REF! | #REF! | #REF!
#REF! | #REF! | #REF! | #REF! | #REF! | #REF! | #REF! | #REF! | #REF! | #REF! |  |  | #REF! | #REF! | #REF! | #REF!
#REF! | #REF! | #REF! | #REF! | #REF! | #REF! | #REF! | #REF! | #REF! | #REF! |  |  | #REF! | #REF! | #REF! | #REF!
#REF! | #REF! | #REF! | #REF! | #REF! | #REF! | #REF! | #REF! | #REF! | #REF! |  |  | #REF! | #REF! | #REF! | #REF!
#REF! | #REF! | #REF! | #REF! | #REF! | #REF! | #REF! | #REF! | #REF! | #REF! |  |  | #REF! | #REF! | #REF! | #REF!
#REF! | #REF! | #REF! | #REF! | #REF! | #REF! | #REF! | #REF! | #REF! | #REF! |  |  | #REF! | #REF! | #REF! | #REF!
#REF! | #REF! | #REF! | #REF! | #REF! | #REF! | #REF! | #REF! | #REF! | #REF! |  |  | #REF! | #REF! | #REF! | #REF!
#REF! | #REF! | #REF! | #REF! | #REF! | #REF! | #REF! | #REF! | #REF! | #REF! |  |  | #REF! | #REF! | #REF! | #REF!
#REF! | #REF! | #REF! | #REF! | #REF! | #REF! | #REF! | #REF! | #REF! | #REF! |  |  | #REF! | #REF! | #REF! | #REF!
#REF! | #REF! | #REF! | #REF! | #REF! | #REF! | #REF! | #REF! | #REF! | #REF! |  |  | #REF! | #REF! | #REF! | #REF!
#REF! | #REF! | #REF! | #REF! | #REF! | #REF! | #REF! | #REF! | #REF! | #REF! |  |  | #REF! | #REF! | #REF! | #REF!
#REF! | #REF! | #REF! | #REF! | #REF! | #REF! | #REF! | #REF! | #REF! | #REF! |  |  | #REF! | #REF! | #REF! | #REF!
#REF! | #REF! | #REF! | #REF! | #REF! | #REF! | #REF! | #REF! | #REF! | #REF! |  |  | #REF! | #REF! | #REF! | #REF!
#REF! | #REF! | #REF! | #REF! | #REF! | #REF! | #REF! | #REF! | #REF! | #REF! |  |  | #REF! | #REF! | #REF! | #REF!
#REF! | #REF! | #REF! | #REF! | #REF! | #REF! | #REF! | #REF! | #REF! | #REF! |  |  | #REF! | #REF! | #REF! | #REF!
#REF! | #REF! | #REF! | #REF! | #REF! | #REF! | #REF! | #REF! | #REF! | #REF! |  |  | #REF! | #REF! | #REF! | #REF!
#REF! | #REF! | #REF! | #REF! | #REF! | #REF! | #REF! | #REF! | #REF! | #REF! |  |  | #REF! | #REF! | #REF! | #REF!
#REF! | #REF! | #REF! | #REF! | #REF! | #REF! | #REF! | #REF! | #REF! | #REF! |  |  | #REF! | #REF! | #REF! | #REF!
#REF! | #REF! | #REF! | #REF! | #REF! | #REF! | #REF! | #REF! | #REF! | #REF! |  |  | #REF! | #REF! | #REF! | #REF!
#REF! | #REF! | #REF! | #REF! | #REF! | #REF! | #REF! | #REF! | #REF! | #REF! |  |  | #REF! | #REF! | #REF! | #REF!
#REF! | #REF! | #REF! | #REF! | #REF! | #REF! | #REF! | #REF! | #REF! | #REF! |  |  | #REF! | #REF! | #REF! | #REF!
#REF! | #REF! | #REF! | #REF! | #REF! | #REF! | #REF! | #REF! | #REF! | #REF! |  |  | #REF! | #REF! | #REF! | #REF!
#REF! | #REF! | #REF! | #REF! | #REF! | #REF! | #REF! | #REF! | #REF! | #REF! |  |  | #REF! | #REF! | #REF! | #REF!
#REF! | #REF! | #REF! | #REF! | #REF! | #REF! | #REF! | #REF! | #REF! | #REF! |  |  | #REF! | #REF! | #REF! | #REF!
#REF! | #REF! | #REF! | #REF! | #REF! | #REF! | #REF! | #REF! | #REF! | #REF! |  |  | #REF! | #REF! | #REF! | #REF!
#REF! | #REF! | #REF! | #REF! | #REF! | #REF! | #REF! | #REF! | #REF! | #REF! |  |  | #REF! | #REF! | #REF! | #REF!
#REF! | #REF! | #REF! | #REF! | #REF! | #REF! | #REF! | #REF! | #REF! | #REF! |  |  | #REF! | #REF! | #REF! | #REF!
#REF! | #REF! | #REF! | #REF! | #REF! | #REF! | #REF! | #REF! | #REF! | #REF! |  |  | #REF! | #REF! | #REF! | #REF!
#REF! | #REF! | #REF! | #REF! | #REF! | #REF! | #REF! | #REF! | #REF! | #REF! |  |  | #REF! | #REF! | #REF! | #REF!
#REF! | #REF! | #REF! | #REF! | #REF! | #REF! | #REF! | #REF! | #REF! | #REF! |  |  | #REF! | #REF! | #REF! | #REF!
#REF! | #REF! | #REF! | #REF! | #REF! | #REF! | #REF! | #REF! | #REF! | #REF! |  |  | #REF! | #REF! | #REF! | #REF!
#REF! | #REF! | #REF! | #REF! | #REF! | #REF! | #REF! | #REF! | #REF! | #REF! |  |  | #REF! | #REF! | #REF! | #REF!
#REF! | #REF! | #REF! | #REF! | #REF! | #REF! | #REF! | #REF! | #REF! | #REF! |  |  | #REF! | #REF! | #REF! | #REF!
#REF! | #REF! | #REF! | #REF! | #REF! | #REF! | #REF! | #REF! | #REF! | #REF! |  |  | #REF! | #REF! | #REF! | #REF!
#REF! | #REF! | #REF! | #REF! | #REF! | #REF! | #REF! | #REF! | #REF! | #REF! |  |  | #REF! | #REF! | #REF! | #REF!
#REF! | #REF! | #REF! | #REF! | #REF! | #REF! | #REF! | #REF! | #REF! | #REF! |  |  | #REF! | #REF! | #REF! | #REF!
#REF! | #REF! | #REF! | #REF! | #REF! | #REF! | #REF! | #REF! | #REF! | #REF! |  |  | #REF! | #REF! | #REF! | #REF!
#REF! | #REF! | #REF! | #REF! | #REF! | #REF! | #REF! | #REF! | #REF! | #REF! |  |  | #REF! | #REF! | #REF! | #REF!
#REF! | #REF! | #REF! | #REF! | #REF! | #REF! | #REF! | #REF! | #REF! | #REF! |  |  | #REF! | #REF! | #REF! | #REF!
#REF! | #REF! | #REF! | #REF! | #REF! | #REF! | #REF! | #REF! | #REF! | #REF! |  |  | #REF! | #REF! | #REF! | #REF!
#REF! | #REF! | #REF! | #REF! | #REF! | #REF! | #REF! | #REF! | #REF! | #REF! |  |  | #REF! | #REF! | #REF! | #REF!
#REF! | #REF! | #REF! | #REF! | #REF! | #REF! | #REF! | #REF! | #REF! | #REF! |  |  | #REF! | #REF! | #REF! | #REF!
#REF! | #REF! | #REF! | #REF! | #REF! | #REF! | #REF! | #REF! | #REF! | #REF! |  |  | #REF! | #REF! | #REF! | #REF!
#REF! | #REF! | #REF! | #REF! | #REF! | #REF! | #REF! | #REF! | #REF! | #REF! |  |  | #REF! | #REF! | #REF! | #REF!
#REF! | #REF! | #REF! | #REF! | #REF! | #REF! | #REF! | #REF! | #REF! | #REF! |  |  | #REF! | #REF! | #REF! | #REF!
#REF! | #REF! | #REF! | #REF! | #REF! | #REF! | #REF! | #REF! | #REF! | #REF! |  |  | #REF! | #REF! | #REF! | #REF!
#REF! | #REF! | #REF! | #REF! | #REF! | #REF! | #REF! | #REF! | #REF! | #REF! |  |  | #REF! | #REF! | #REF! | #REF!
#REF! | #REF! | #REF! | #REF! | #REF! | #REF! | #REF! | #REF! | #REF! | #REF! |  |  | #REF! | #REF! | #REF! | #REF!
#REF! | #REF! | #REF! | #REF! | #REF! | #REF! | #REF! | #REF! | #REF! | #REF! |  |  | #REF! | #REF! | #REF! | #REF!
#REF! | #REF! | #REF! | #REF! | #REF! | #REF! | #REF! | #REF! | #REF! | #REF! |  |  | #REF! | #REF! | #REF! | #REF!
#REF! | #REF! | #REF! | #REF! | #REF! | #REF! | #REF! | #REF! | #REF! | #REF! |  |  | #REF! | #REF! | #REF! | #REF!
#REF! | #REF! | #REF! | #REF! | #REF! | #REF! | #REF! | #REF! | #REF! | #REF! |  |  | #REF! | #REF! | #REF! | #REF!
#REF! | #REF! | #REF! | #REF! | #REF! | #REF! | #REF! | #REF! | #REF! | #REF! |  |  | #REF! | #REF! | #REF! | #REF!
#REF! | #REF! | #REF! | #REF! | #REF! | #REF! | #REF! | #REF! | #REF! | #REF! |  |  | #REF! | #REF! | #REF! | #REF!
#REF! | #REF! | #REF! | #REF! | #REF! | #REF! | #REF! | #REF! | #REF! | #REF! |  |  | #REF! | #REF! | #REF! | #REF!
#REF! | #REF! | #REF! | #REF! | #REF! | #REF! | #REF! | #REF! | #REF! | #REF! |  |  | #REF! | #REF! | #REF! | #REF!
#REF! | #REF! | #REF! | #REF! | #REF! | #REF! | #REF! | #REF! | #REF! | #REF! |  |  | #REF! | #REF! | #REF! | #REF!
#REF! | #REF! | #REF! | #REF! | #REF! | #REF! | #REF! | #REF! | #REF! | #REF! |  |  | #REF! | #REF! | #REF! | #REF!
#REF! | #REF! | #REF! | #REF! | #REF! | #REF! | #REF! | #REF! | #REF! | #REF! |  |  | #REF! | #REF! | #REF! | #REF!
#REF! | #REF! | #REF! | #REF! | #REF! | #REF! | #REF! | #REF! | #REF! | #REF! |  |  | #REF! | #REF! | #REF! | #REF!
#REF! | #REF! | #REF! | #REF! | #REF! | #REF! | #REF! | #REF! | #REF! | #REF! |  |  | #REF! | #REF! | #REF! | #REF!
#REF! | #REF! | #REF! | #REF! | #REF! | #REF! | #REF! | #REF! | #REF! | #REF! |  |  | #REF! | #REF! | #REF! | #REF!
#REF! | #REF! | #REF! | #REF! | #REF! | #REF! | #REF! | #REF! | #REF! | #REF! |  |  | #REF! | #REF! | #REF! | #REF!
#REF! | #REF! | #REF! | #REF! | #REF! | #REF! | #REF! | #REF! | #REF! | #REF! |  |  | #REF! | #REF! | #REF! | #REF!
#REF! | #REF! | #REF! | #REF! | #REF! | #REF! | #REF! | #REF! | #REF! | #REF! |  |  | #REF! | #REF! | #REF! | #REF!
#REF! | #REF! | #REF! | #REF! | #REF! | #REF! | #REF! | #REF! | #REF! | #REF! |  |  | #REF! | #REF! | #REF! | #REF!
#REF! | #REF! | #REF! | #REF! | #REF! | #REF! | #REF! | #REF! | #REF! | #REF! |  |  | #REF! | #REF! | #REF! | #REF!
#REF! | #REF! | #REF! | #REF! | #REF! | #REF! | #REF! | #REF! | #REF! | #REF! |  |  | #REF! | #REF! | #REF! | #REF!
#REF! | #REF! | #REF! | #REF! | #REF! | #REF! | #REF! | #REF! | #REF! | #REF! |  |  | #REF! | #REF! | #REF! | #REF!
#REF! | #REF! | #REF! | #REF! | #REF! | #REF! | #REF! | #REF! | #REF! | #REF! |  |  | #REF! | #REF! | #REF! | #REF!
#REF! | #REF! | #REF! | #REF! | #REF! | #REF! | #REF! | #REF! | #REF! | #REF! |  |  | #REF! | #REF! | #REF! | #REF!
#REF! | #REF! | #REF! | #REF! | #REF! | #REF! | #REF! | #REF! | #REF! | #REF! |  |  | #REF! | #REF! | #REF! | #REF!
#REF! | #REF! | #REF! | #REF! | #REF! | #REF! | #REF! | #REF! | #REF! | #REF! |  |  | #REF! | #REF! | #REF! | #REF!
#REF! | #REF! | #REF! | #REF! | #REF! | #REF! | #REF! | #REF! | #REF! | #REF! |  |  | #REF! | #REF! | #REF! | #REF!
#REF! | #REF! | #REF! | #REF! | #REF! | #REF! | #REF! | #REF! | #REF! | #REF! |  |  | #REF! | #REF! | #REF! | #REF!
#REF! | #REF! | #REF! | #REF! | #REF! | #REF! | #REF! | #REF! | #REF! | #REF! |  |  | #REF! | #REF! | #REF! | #REF!
#REF! | #REF! | #REF! | #REF! | #REF! | #REF! | #REF! | #REF! | #REF! | #REF! |  |  | #REF! | #REF! | #REF! | #REF!
#REF! | #REF! | #REF! | #REF! | #REF! | #REF! | #REF! | #REF! | #REF! | #REF! |  |  | #REF! | #REF! | #REF! | #REF!
#REF! | #REF! | #REF! | #REF! | #REF! | #REF! | #REF! | #REF! | #REF! | #REF! |  |  | #REF! | #REF! | #REF! | #REF!
#REF! | #REF! | #REF! | #REF! | #REF! | #REF! | #REF! | #REF! | #REF! | #REF! |  |  | #REF! | #REF! | #REF! | #REF!
#REF! | #REF! | #REF! | #REF! | #REF! | #REF! | #REF! | #REF! | #REF! | #REF! |  |  | #REF! | #REF! | #REF! | #REF!
#REF! | #REF! | #REF! | #REF! | #REF! | #REF! | #REF! | #REF! | #REF! | #REF! |  |  | #REF! | #REF! | #REF! | #REF!
#REF! | #REF! | #REF! | #REF! | #REF! | #REF! | #REF! | #REF! | #REF! | #REF! |  |  | #REF! | #REF! | #REF! | #REF!
#REF! | #REF! | #REF! | #REF! | #REF! | #REF! | #REF! | #REF! | #REF! | #REF! |  |  | #REF! | #REF! | #REF! | #REF!
#REF! | #REF! | #REF! | #REF! | #REF! | #REF! | #REF! | #REF! | #REF! | #REF! |  |  | #REF! | #REF! | #REF! | #REF!
#REF! | #REF! | #REF! | #REF! | #REF! | #REF! | #REF! | #REF! | #REF! | #REF! |  |  | #REF! | #REF! | #REF! | #REF!
#REF! | #REF! | #REF! | #REF! | #REF! | #REF! | #REF! | #REF! | #REF! | #REF! |  |  | #REF! | #REF! | #REF! | #REF!
#REF! | #REF! | #REF! | #REF! | #REF! | #REF! | #REF! | #REF! | #REF! | #REF! |  |  | #REF! | #REF! | #REF! | #REF!
#REF! | #REF! | #REF! | #REF! | #REF! | #REF! | #REF! | #REF! | #REF! | #REF! |  |  | #REF! | #REF! | #REF! | #REF!
#REF! | #REF! | #REF! | #REF! | #REF! | #REF! | #REF! | #REF! | #REF! | #REF! |  |  | #REF! | #REF! | #REF! | #REF!
#REF! | #REF! | #REF! | #REF! | #REF! | #REF! | #REF! | #REF! | #REF! | #REF! |  |  | #REF! | #REF!
#REF! | #REF! | #REF! | #REF! | #REF! | #REF! | #REF! | #REF! | #REF! | #REF! |  |  | #REF! | #REF!
#REF! | #REF! | #REF! | #REF! | #REF! | #REF! | #REF! | #REF! | #REF! | #REF! |  |  | #REF! | #REF!
#REF! | #REF! | #REF! | #REF! | #REF! | #REF! | #REF! | #REF! | #REF! | #REF! |  |  | #REF! | #REF!
#REF! | #REF! | #REF! | #REF! | #REF! | #REF! | #REF! | #REF! | #REF! | #REF! |  |  | #REF! | #REF!
#REF! | #REF! | #REF! | #REF! | #REF! | #REF! | #REF! | #REF! | #REF! | #REF! |  |  | #REF! | #REF!
#REF! | #REF! | #REF! | #REF! | #REF! | #REF! | #REF! | #REF! | #REF! | #REF! |  |  | #REF! | #REF!
#REF! | #REF! | #REF! | #REF! | #REF! | #REF! | #REF! | #REF! | #REF! | #REF! |  |  | #REF! | #REF!
#REF! | #REF! | #REF! | #REF! | #REF! | #REF! | #REF! | #REF! | #REF! | #REF! |  |  | #REF! | #REF!
#REF! | #REF! | #REF! | #REF! | #REF! | #REF! | #REF! | #REF! | #REF! | #REF! |  |  | #REF! | #REF!
#REF! | #REF! | #REF! | #REF! | #REF! | #REF! | #REF! | #REF! | #REF! | #REF! |  |  | #REF! | #REF!
#REF! | #REF! | #REF! | #REF! | #REF! | #REF! | #REF! | #REF! | #REF! | #REF! |  |  | #REF! | #REF!
#REF! | #REF! | #REF! | #REF! | #REF! | #REF! | #REF! | #REF! | #REF! | #REF! |  |  | #REF! | #REF!
#REF! | #REF! | #REF! | #REF! | #REF! | #REF! | #REF! | #REF! | #REF! | #REF! |  |  | #REF! | #REF!
#REF! | #REF! | #REF! | #REF! | #REF! | #REF! | #REF! | #REF! | #REF! | #REF! |  |  | #REF! | #REF!
#REF! | #REF! | #REF! | #REF! | #REF! | #REF! | #REF! | #REF! | #REF! | #REF! |  |  | #REF! | #REF!
#REF! | #REF! | #REF! | #REF! | #REF! | #REF! | #REF! | #REF! | #REF! | #REF! |  |  | #REF! | #REF!
#REF! | #REF! | #REF! | #REF! | #REF! | #REF! | #REF! | #REF! | #REF! | #REF! |  |  | #REF! | #REF!
#REF! | #REF! | #REF! | #REF! | #REF! | #REF! | #REF! | #REF! | #REF! | #REF! |  |  | #REF! | #REF!
#REF! | #REF! | #REF! | #REF! | #REF! | #REF! | #REF! | #REF! | #REF! | #REF! |  |  | #REF! | #REF!
#REF! | #REF! | #REF! | #REF! | #REF! | #REF! | #REF! | #REF! | #REF! | #REF! |  |  | #REF! | #REF!
#REF! | #REF! | #REF! | #REF! | #REF! | #REF! | #REF! | #REF! | #REF! | #REF! |  |  | #REF! | #REF!
#REF! | #REF! | #REF! | #REF! | #REF! | #REF! | #REF! | #REF! | #REF! | #REF! |  |  | #REF! | #REF!
#REF! | #REF! | #REF! | #REF! | #REF! | #REF! | #REF! | #REF! | #REF! | #REF! |  |  | #REF! | #REF!
#REF! | #REF! | #REF! | #REF! | #REF! | #REF! | #REF! | #REF! | #REF! | #REF! |  |  | #REF! | #REF!
#REF! | #REF! | #REF! | #REF! | #REF! | #REF! | #REF! | #REF! | #REF! | #REF! |  |  | #REF! | #REF!
#REF! | #REF! | #REF! | #REF! | #REF! | #REF! | #REF! | #REF! | #REF! | #REF! |  |  | #REF! | #REF!
#REF! | #REF! | #REF! | #REF! | #REF! | #REF! | #REF! | #REF! | #REF! | #REF! |  |  | #REF! | #REF!
#REF! | #REF! | #REF! | #REF! | #REF! | #REF! | #REF! | #REF! | #REF! | #REF! |  |  | #REF! | #REF!
#REF! | #REF! | #REF! | #REF! | #REF! | #REF! | #REF! | #REF! | #REF! | #REF! |  |  | #REF! | #REF!
#REF! | #REF! | #REF! | #REF! | #REF! | #REF! | #REF! | #REF! | #REF! | #REF! |  |  | #REF! | #REF!
#REF! | #REF! | #REF! | #REF! | #REF! | #REF! | #REF! | #REF! | #REF! | #REF! |  |  | #REF! | #REF!
#REF! | #REF! | #REF! | #REF! | #REF! | #REF! | #REF! | #REF! | #REF! | #REF! |  |  | #REF! | #REF!
#REF! | #REF! | #REF! | #REF! | #REF! | #REF! | #REF! | #REF! | #REF! | #REF! |  |  | #REF! | #REF!
#REF! | #REF! | #REF! | #REF! | #REF! | #REF! | #REF! | #REF! | #REF! | #REF! |  |  | #REF! | #REF!
#REF! | #REF! | #REF! | #REF! | #REF! | #REF! | #REF! | #REF! | #REF! | #REF! |  |  | #REF! | #REF!
#REF! | #REF! | #REF! | #REF! | #REF! | #REF! | #REF! | #REF! | #REF! | #REF! |  |  | #REF! | #REF!
#REF! | #REF! | #REF! | #REF! | #REF! | #REF! | #REF! | #REF! | #REF! | #REF! |  |  | #REF! | #REF!
#REF! | #REF! | #REF! | #REF! | #REF! | #REF! | #REF! | #REF! | #REF! | #REF! |  |  | #REF! | #REF!
#REF! | #REF! | #REF! | #REF! | #REF! | #REF! | #REF! | #REF! | #REF! | #REF! |  |  | #REF! | #REF!
#REF! | #REF! | #REF! | #REF! | #REF! | #REF! | #REF! | #REF! | #REF! | #REF! |  |  | #REF! | #REF!
#REF! | #REF! | #REF! | #REF! | #REF! | #REF! | #REF! | #REF! | #REF! | #REF! |  |  | #REF! | #REF!
#REF! | #REF! | #REF! | #REF! | #REF! | #REF! | #REF! | #REF! | #REF! | #REF! |  |  | #REF! | #REF!
#REF! | #REF! | #REF! | #REF! | #REF! | #REF! | #REF! | #REF! | #REF! | #REF! |  |  | #REF! | #REF!
#REF! | #REF! | #REF! | #REF! | #REF! | #REF! | #REF! | #REF! | #REF! | #REF! |  |  | #REF! | #REF!
#REF! | #REF! | #REF! | #REF! | #REF! | #REF! | #REF! | #REF! | #REF! | #REF! |  |  | #REF! | #REF!
#REF! | #REF! | #REF! | #REF! | #REF! | #REF! | #REF! | #REF! | #REF! | #REF! |  |  | #REF! | #REF!
#REF! | #REF! | #REF! | #REF! | #REF! | #REF! | #REF! | #REF! | #REF! | #REF! |  |  | #REF! | #REF!
#REF! | #REF! | #REF! | #REF! | #REF! | #REF! | #REF! | #REF! | #REF! | #REF! |  |  | #REF! | #REF!
#REF! | #REF! | #REF! | #REF! | #REF! | #REF! | #REF! | #REF! | #REF! | #REF! |  |  | #REF! | #REF!
#REF! | #REF! | #REF! | #REF! | #REF! | #REF! | #REF! | #REF! | #REF! | #REF! |  |  | #REF! | #REF!
#REF! | #REF! | #REF! | #REF! | #REF! | #REF! | #REF! | #REF! | #REF! | #REF! |  |  | #REF! | #REF!
#REF! | #REF! | #REF! | #REF! | #REF! | #REF! | #REF! | #REF! | #REF! | #REF! |  |  | #REF! | #REF!
#REF! | #REF! | #REF! | #REF! | #REF! | #REF! | #REF! | #REF! | #REF! | #REF! |  |  | #REF! | #REF!
#REF! | #REF! | #REF! | #REF! | #REF! | #REF! | #REF! | #REF! | #REF! | #REF! |  |  | #REF! | #REF!
#REF! | #REF! | #REF! | #REF! | #REF! | #REF! | #REF! | #REF! | #REF! | #REF! |  |  | #REF! | #REF!
#REF! | #REF! | #REF! | #REF! | #REF! | #REF! | #REF! | #REF! | #REF! | #REF! |  |  | #REF! | #REF!
#REF! | #REF! | #REF! | #REF! | #REF! | #REF! | #REF! | #REF! | #REF! | #REF! |  |  | #REF! | #REF!
#REF! | #REF! | #REF! | #REF! | #REF! | #REF! | #REF! | #REF! | #REF! | #REF! |  |  | #REF! | #REF!
#REF! | #REF! | #REF! | #REF! | #REF! | #REF! | #REF! | #REF! | #REF! | #REF! |  |  | #REF! | #REF!
#REF! | #REF! | #REF! | #REF! | #REF! | #REF! | #REF! | #REF! | #REF! | #REF! |  |  | #REF! | #REF!
#REF! | #REF! | #REF! | #REF! | #REF! | #REF! | #REF! | #REF! | #REF! | #REF! |  |  | #REF! | #REF!
#REF! | #REF! | #REF! | #REF! | #REF! | #REF! | #REF! | #REF! | #REF! | #REF! |  |  | #REF! | #REF!
#REF! | #REF! | #REF! | #REF! | #REF! | #REF! | #REF! | #REF! | #REF! | #REF! |  |  | #REF! | #REF!
#REF! | #REF! | #REF! | #REF! | #REF! | #REF! | #REF! | #REF! | #REF! | #REF! |  |  | #REF! | #REF!
#REF! | #REF! | #REF! | #REF! | #REF! | #REF! | #REF! | #REF! | #REF! | #REF! |  |  | #REF! | #REF!
#REF! | #REF! | #REF! | #REF! | #REF! | #REF! | #REF! | #REF! | #REF! | #REF! |  |  | #REF! | #REF!
#REF! | #REF! | #REF! | #REF! | #REF! | #REF! | #REF! | #REF! | #REF! | #REF! |  |  | #REF! | #REF!
#REF! | #REF! | #REF! | #REF! | #REF! | #REF! | #REF! | #REF! | #REF! | #REF! |  |  | #REF! | #REF!
#REF! | #REF! | #REF! | #REF! | #REF! | #REF! | #REF! | #REF! | #REF! | #REF! |  |  | #REF! | #REF!
#REF! | #REF! | #REF! | #REF! | #REF! | #REF! | #REF! | #REF! | #REF! | #REF! |  |  | #REF! | #REF!
#REF! | #REF! | #REF! | #REF! | #REF! | #REF! | #REF! | #REF! | #REF! | #REF! |  |  | #REF! | #REF!
#REF! | #REF! | #REF! | #REF! | #REF! | #REF! | #REF! | #REF! | #REF! | #REF! |  |  | #REF! | #REF!
#REF! | #REF! | #REF! | #REF! | #REF! | #REF! | #REF! | #REF! | #REF! | #REF! |  |  | #REF! | #REF!
#REF! | #REF! | #REF! | #REF! | #REF! | #REF! | #REF! | #REF! | #REF! | #REF! |  |  | #REF! | #REF!
#REF! | #REF! | #REF! | #REF! | #REF! | #REF! | #REF! | #REF! | #REF! | #REF! |  |  | #REF! | #REF!
#REF! | #REF! | #REF! | #REF! | #REF! | #REF! | #REF! | #REF! | #REF! | #REF! |  |  | #REF! | #REF!
#REF! | #REF! | #REF! | #REF! | #REF! | #REF! | #REF! | #REF! | #REF! | #REF! |  |  | #REF! | #REF!
#REF! | #REF! | #REF! | #REF! | #REF! | #REF! | #REF! | #REF! | #REF! | #REF! |  |  | #REF! | #REF!
#REF! | #REF! | #REF! | #REF! | #REF! | #REF! | #REF! | #REF! | #REF! | #REF! |  |  | #REF! | #REF!
#REF! | #REF! | #REF! | #REF! | #REF! | #REF! | #REF! | #REF! | #REF! | #REF! |  |  | #REF! | #REF!
#REF! | #REF! | #REF! | #REF! | #REF! | #REF! | #REF! | #REF! | #REF! | #REF! |  |  | #REF! | #REF!
#REF! | #REF! | #REF! | #REF! | #REF! | #REF! | #REF! | #REF! | #REF! | #REF! |  |  | #REF! | #REF!
#REF! | #REF! | #REF! | #REF! | #REF! | #REF! | #REF! | #REF! | #REF! | #REF! |  |  | #REF! | #REF!
#REF! | #REF! | #REF! | #REF! | #REF! | #REF! | #REF! | #REF! | #REF! | #REF! |  |  | #REF! | #REF!
#REF! | #REF! | #REF! | #REF! | #REF! | #REF! | #REF! | #REF! | #REF! | #REF! |  |  | #REF! | #REF!
#REF! | #REF! | #REF! | #REF! | #REF! | #REF! | #REF! | #REF! | #REF! | #REF! |  |  | #REF! | #REF!
#REF! | #REF! | #REF! | #REF! | #REF! | #REF! | #REF! | #REF! | #REF! | #REF! |  |  | #REF! | #REF!
#REF! | #REF! | #REF! | #REF! | #REF! | #REF! | #REF! | #REF! | #REF! | #REF! |  |  | #REF! | #REF!
#REF! | #REF! | #REF! | #REF! | #REF! | #REF! | #REF! | #REF! | #REF! | #REF! |  |  | #REF! | #REF!
#REF! | #REF! | #REF! | #REF! | #REF! | #REF! | #REF! | #REF! | #REF! | #REF! |  |  | #REF! | #REF!
#REF! | #REF! | #REF! | #REF! | #REF! | #REF! | #REF! | #REF! | #REF! | #REF! |  |  | #REF! | #REF!
#REF! | #REF! | #REF! | #REF! | #REF! | #REF! | #REF! | #REF! | #REF! | #REF! |  |  | #REF! | #REF!
#REF! | #REF! | #REF! | #REF! | #REF! | #REF! | #REF! | #REF! | #REF! | #REF! |  |  | #REF! | #REF!
#REF! | #REF! | #REF! | #REF! | #REF! | #REF! | #REF! | #REF! | #REF! | #REF! |  |  | #REF! | #REF!
#REF! | #REF! | #REF! | #REF! | #REF! | #REF! | #REF! | #REF! | #REF! | #REF! |  |  | #REF! | #REF!
#REF! | #REF! | #REF! | #REF! | #REF! | #REF! | #REF! | #REF! | #REF! | #REF! |  |  | #REF! | #REF!
#REF! | #REF! | #REF! | #REF! | #REF! | #REF! | #REF! | #REF! | #REF! | #REF! |  |  | #REF! | #REF!
#REF! | #REF! | #REF! | #REF! | #REF! | #REF! | #REF! | #REF! | #REF! | #REF! |  |  | #REF! | #REF!
#REF! | #REF! | #REF! | #REF! | #REF! | #REF! | #REF! | #REF! | #REF! | #REF! |  |  | #REF! | #REF!
#REF! | #REF! | #REF! | #REF! | #REF! | #REF! | #REF! | #REF! | #REF! | #REF! |  |  | #REF! | #REF!
#REF! | #REF! | #REF! | #REF! | #REF! | #REF! | #REF! | #REF! | #REF! | #REF! |  |  | #REF! | #REF!
#REF! | #REF! | #REF! | #REF! | #REF! | #REF! | #REF! | #REF! | #REF! | #REF! |  |  | #REF! | #REF!
#REF! | #REF! | #REF! | #REF! | #REF! | #REF! | #REF! | #REF! | #REF! | #REF! |  |  | #REF! | #REF!
#REF! | #REF! | #REF! | #REF! | #REF! | #REF! | #REF! | #REF! | #REF! | #REF! |  |  | #REF! | #REF!
#REF! | #REF! | #REF! | #REF! | #REF! | #REF! | #REF! | #REF! | #REF! | #REF! |  |  | #REF! | #REF!
#REF! | #REF! | #REF! | #REF! | #REF! | #REF! | #REF! | #REF! | #REF! | #REF! |  |  | #REF! | #REF!
#REF! | #REF! | #REF! | #REF! | #REF! | #REF! | #REF! | #REF! | #REF! | #REF! |  |  | #REF! | #REF!
#REF! | #REF! | #REF! | #REF! | #REF! | #REF! | #REF! | #REF! | #REF! | #REF! |  |  | #REF! | #REF!
#REF! | #REF! | #REF! | #REF! | #REF! | #REF! | #REF! | #REF! | #REF! | #REF! |  |  | #REF! | #REF!
#REF! | #REF! | #REF! | #REF! | #REF! | #REF! | #REF! | #REF! | #REF! | #REF! |  |  | #REF! | #REF!
#REF! | #REF! | #REF! | #REF! | #REF! | #REF! | #REF! | #REF! | #REF! | #REF! |  |  | #REF! | #REF!
#REF! | #REF! | #REF! | #REF! | #REF! | #REF! | #REF! | #REF! | #REF! | #REF! |  |  | #REF! | #REF!
#REF! | #REF! | #REF! | #REF! | #REF! | #REF! | #REF! | #REF! | #REF! | #REF! |  |  | #REF! | #REF!
#REF! | #REF! | #REF! | #REF! | #REF! | #REF! | #REF! | #REF! | #REF! | #REF! |  |  | #REF! | #REF!
#REF! | #REF! | #REF! | #REF! | #REF! | #REF! | #REF! | #REF! | #REF! | #REF! |  |  | #REF! | #REF!
#REF! | #REF! | #REF! | #REF! | #REF! | #REF! | #REF! | #REF! | #REF! | #REF! |  |  | #REF! | #REF!
#REF! | #REF! | #REF! | #REF! | #REF! | #REF! | #REF! | #REF! | #REF! | #REF! |  |  | #REF! | #REF!
#REF! | #REF! | #REF! | #REF! | #REF! | #REF! | #REF! | #REF! | #REF! | #REF! |  |  | #REF! | #REF!
#REF! | #REF! | #REF! | #REF! | #REF! | #REF! | #REF! | #REF! | #REF! | #REF! |  |  | #REF! | #REF!
#REF! | #REF! | #REF! | #REF! | #REF! | #REF! | #REF! | #REF! | #REF! | #REF! |  |  | #REF! | #REF!
#REF! | #REF! | #REF! | #REF! | #REF! | #REF! | #REF! | #REF! | #REF! | #REF! |  |  | #REF! | #REF!
#REF! | #REF! | #REF! | #REF! | #REF! | #REF! | #REF! | #REF! | #REF! | #REF! |  |  | #REF! | #REF!
#REF! | #REF! | #REF! | #REF! | #REF! | #REF! | #REF! | #REF! | #REF! | #REF! |  |  | #REF! | #REF!
#REF! | #REF! | #REF! | #REF! | #REF! | #REF! | #REF! | #REF! | #REF! | #REF! |  |  | #REF! | #REF!
#REF! | #REF! | #REF! | #REF! | #REF! | #REF! | #REF! | #REF! | #REF! | #REF! |  |  | #REF! | #REF!
#REF! | #REF! | #REF! | #REF! | #REF! | #REF! | #REF! | #REF! | #REF! | #REF! |  |  | #REF! | #REF!
#REF! | #REF! | #REF! | #REF! | #REF! | #REF! | #REF! | #REF! | #REF! | #REF! |  |  | #REF! | #REF!
#REF! | #REF! | #REF! | #REF! | #REF! | #REF! | #REF! | #REF! | #REF! | #REF! |  |  | #REF! | #REF!
#REF! | #REF! | #REF! | #REF! | #REF! | #REF! | #REF! | #REF! | #REF! | #REF! |  |  | #REF! | #REF!
#REF! | #REF! | #REF! | #REF! | #REF! | #REF! | #REF! | #REF! | #REF! | #REF! |  |  | #REF! | #REF!
#REF! | #REF! | #REF! | #REF! | #REF! | #REF! | #REF! | #REF! | #REF! | #REF! |  |  | #REF! | #REF!
#REF! | #REF! | #REF! | #REF! | #REF! | #REF! | #REF! | #REF! | #REF! | #REF! |  |  | #REF! | #REF!
#REF! | #REF! | #REF! | #REF! | #REF! | #REF! | #REF! | #REF! | #REF! | #REF! |  |  | #REF! | #REF!
#REF! | #REF! | #REF! | #REF! | #REF! | #REF! | #REF! | #REF! | #REF! | #REF! |  |  | #REF! | #REF!
#REF! | #REF! | #REF! | #REF! | #REF! | #REF! | #REF! | #REF! | #REF! | #REF! |  |  | #REF! | #REF!
#REF! | #REF! | #REF! | #REF! | #REF! | #REF! | #REF! | #REF! | #REF! | #REF! |  |  | #REF! | #REF!
#REF! | #REF! | #REF! | #REF! | #REF! | #REF! | #REF! | #REF! | #REF! | #REF! |  |  | #REF! | #REF!
#REF! | #REF! | #REF! | #REF! | #REF! | #REF! | #REF! | #REF! | #REF! | #REF! |  |  | #REF! | #REF!
#REF! | #REF! | #REF! | #REF! | #REF! | #REF! | #REF! | #REF! | #REF! | #REF! |  |  | #REF! | #REF!
#REF! | #REF! | #REF! | #REF! | #REF! | #REF! | #REF! | #REF! | #REF! | #REF! |  |  | #REF! | #REF!
#REF! | #REF! | #REF! | #REF! | #REF! | #REF! | #REF! | #REF! | #REF! | #REF! |  |  | #REF! | #REF!
#REF! | #REF! | #REF! | #REF! | #REF! | #REF! | #REF! | #REF! | #REF! | #REF! |  |  | #REF! | #REF!
#REF! | #REF! | #REF! | #REF! | #REF! | #REF! | #REF! | #REF! | #REF! | #REF! |  |  | #REF! | #REF!
#REF! | #REF! | #REF! | #REF! | #REF! | #REF! | #REF! | #REF! | #REF! | #REF! |  |  | #REF! | #REF!
#REF! | #REF! | #REF! | #REF! | #REF! | #REF! | #REF! | #REF! | #REF! | #REF! |  |  | #REF! | #REF!
#REF! | #REF! | #REF! | #REF! | #REF! | #REF! | #REF! | #REF! | #REF! | #REF! |  |  | #REF! | #REF!
#REF! | #REF! | #REF! | #REF! | #REF! | #REF! | #REF! | #REF! | #REF! | #REF! |  |  | #REF! | #REF!
#REF! | #REF! | #REF! | #REF! | #REF! | #REF! | #REF! | #REF! | #REF! | #REF! |  |  | #REF! | #REF!
#REF! | #REF! | #REF! | #REF! | #REF! | #REF! | #REF! | #REF! | #REF! | #REF! |  |  | #REF! | #REF!
#REF! | #REF! | #REF! | #REF! | #REF! | #REF! | #REF! | #REF! | #REF! | #REF! |  |  | #REF! | #REF!
#REF! | #REF! | #REF! | #REF! | #REF! | #REF! | #REF! | #REF! | #REF! | #REF! |  |  | #REF! | #REF!
#REF! | #REF! | #REF! | #REF! | #REF! | #REF! | #REF! | #REF! | #REF! | #REF! |  |  | #REF! | #REF!
#REF! | #REF! | #REF! | #REF! | #REF! | #REF! | #REF! | #REF! | #REF! | #REF! |  |  | #REF! | #REF!
#REF! | #REF! | #REF! | #REF! | #REF! | #REF! | #REF! | #REF! | #REF! | #REF! |  |  | #REF! | #REF!
#REF! | #REF! | #REF! | #REF! | #REF! | #REF! | #REF! | #REF! | #REF! | #REF! |  |  | #REF! | #REF!
#REF! | #REF! | #REF! | #REF! | #REF! | #REF! | #REF! | #REF! | #REF! | #REF! |  |  | #REF! | #REF!
#REF! | #REF! | #REF! | #REF! | #REF! | #REF! | #REF! | #REF! | #REF! | #REF! |  |  | #REF! | #REF!
#REF! | #REF! | #REF! | #REF! | #REF! | #REF! | #REF! | #REF! | #REF! | #REF! |  |  | #REF! | #REF!
#REF! | #REF! | #REF! | #REF! | #REF! | #REF! | #REF! | #REF! | #REF! | #REF! |  |  | #REF! | #REF!
#REF! | #REF! | #REF! | #REF! | #REF! | #REF! | #REF! | #REF! | #REF! | #REF! |  |  | #REF! | #REF!
#REF! | #REF! | #REF! | #REF! | #REF! | #REF! | #REF! | #REF! | #REF! | #REF! |  |  | #REF! | #REF!
#REF! | #REF! | #REF! | #REF! | #REF! | #REF! | #REF! | #REF! | #REF! | #REF! |  |  | #REF! | #REF!
#REF! | #REF! | #REF! | #REF! | #REF! | #REF! | #REF! | #REF! | #REF! | #REF! |  |  | #REF! | #REF!
#REF! | #REF! | #REF! | #REF! | #REF! | #REF! | #REF! | #REF! | #REF! | #REF! |  |  | #REF! | #REF!
#REF! | #REF! | #REF! | #REF! | #REF! | #REF! | #REF! | #REF! | #REF! | #REF! |  |  | #REF! | #REF!
#REF! | #REF! | #REF! | #REF! | #REF! | #REF! | #REF! | #REF! | #REF! | #REF! |  |  | #REF! | #REF!
#REF! | #REF! | #REF! | #REF! | #REF! | #REF! | #REF! | #REF! | #REF! | #REF! |  |  | #REF! | #REF!
#REF! | #REF! | #REF! | #REF! | #REF! | #REF! | #REF! | #REF! | #REF! | #REF! |  |  | #REF! | #REF!
#REF! | #REF! | #REF! | #REF! | #REF! | #REF! | #REF! | #REF! | #REF! | #REF! |  |  | #REF! | #REF!
#REF! | #REF! | #REF! | #REF! | #REF! | #REF! | #REF! | #REF! | #REF! | #REF! |  |  | #REF! | #REF!
#REF! | #REF! | #REF! | #REF! | #REF! | #REF! | #REF! | #REF! | #REF! | #REF! |  |  | #REF! | #REF!
#REF! | #REF! | #REF! | #REF! | #REF! | #REF! | #REF! | #REF! | #REF! | #REF! |  |  | #REF! | #REF!
#REF! | #REF! | #REF! | #REF! | #REF! | #REF! | #REF! | #REF! | #REF! | #REF! |  |  | #REF! | #REF!
#REF! | #REF! | #REF! | #REF! | #REF! | #REF! | #REF! | #REF! | #REF! | #REF! |  |  | #REF! | #REF!
#REF! | #REF! | #REF! | #REF! | #REF! | #REF! | #REF! | #REF! | #REF! | #REF! |  |  | #REF! | #REF!
#REF! | #REF! | #REF! | #REF! | #REF! | #REF! | #REF! | #REF! | #REF! | #REF! |  |  | #REF! | #REF!
#REF! | #REF! | #REF! | #REF! | #REF! | #REF! | #REF! | #REF! | #REF! | #REF! |  |  | #REF! | #REF!
#REF! | #REF! | #REF! | #REF! | #REF! | #REF! | #REF! | #REF! | #REF! | #REF! |  |  | #REF! | #REF!
#REF! | #REF! | #REF! | #REF! | #REF! | #REF! | #REF! | #REF! | #REF! | #REF! |  |  | #REF! | #REF!
#REF! | #REF! | #REF! | #REF! | #REF! | #REF! | #REF! | #REF! | #REF! | #REF! |  |  | #REF! | #REF!
#REF! | #REF! | #REF! | #REF! | #REF! | #REF! | #REF! | #REF! | #REF! | #REF! |  |  | #REF! | #REF!
#REF! | #REF! | #REF! | #REF! | #REF! | #REF! | #REF! | #REF! | #REF! | #REF! |  |  | #REF! | #REF!
#REF! | #REF! | #REF! | #REF! | #REF! | #REF! | #REF! | #REF! | #REF! | #REF! |  |  | #REF! | #REF!
#REF! | #REF! | #REF! | #REF! | #REF! | #REF! | #REF! | #REF! | #REF! | #REF! |  |  | #REF! | #REF!
#REF! | #REF! | #REF! | #REF! | #REF! | #REF! | #REF! | #REF! | #REF! | #REF! |  |  | #REF! | #REF!
#REF! | #REF! | #REF! | #REF! | #REF! | #REF! | #REF! | #REF! | #REF! | #REF! |  |  | #REF! | #REF!
#REF! | #REF! | #REF! | #REF! | #REF! | #REF! | #REF! | #REF! | #REF! | #REF! |  |  | #REF! | #REF!
#REF! | #REF! | #REF! | #REF! | #REF! | #REF! | #REF! | #REF! | #REF! | #REF! |  |  | #REF! | #REF!
#REF! | #REF! | #REF! | #REF! | #REF! | #REF! | #REF! | #REF! | #REF! | #REF! |  |  | #REF! | #REF!
#REF! | #REF! | #REF! | #REF! | #REF! | #REF! | #REF! | #REF! | #REF! | #REF! |  |  | #REF! | #REF!
#REF! | #REF! | #REF! | #REF! | #REF! | #REF! | #REF! | #REF! | #REF! | #REF! |  |  | #REF! | #REF!
#REF! | #REF! | #REF! | #REF! | #REF! | #REF! | #REF! | #REF! | #REF! | #REF! |  |  | #REF! | #REF!
#REF! | #REF! | #REF! | #REF! | #REF! | #REF! | #REF! | #REF! | #REF! | #REF! |  |  | #REF! | #REF!
#REF! | #REF! | #REF! | #REF! | #REF! | #REF! | #REF! | #REF! | #REF! | #REF! |  |  | #REF! | #REF!
#REF! | #REF! | #REF! | #REF! | #REF! | #REF! | #REF! | #REF! | #REF! | #REF! |  |  | #REF! | #REF!
#REF! | #REF! | #REF! | #REF! | #REF! | #REF! | #REF! | #REF! | #REF! | #REF! |  |  | #REF! | #REF!
#REF! | #REF! | #REF! | #REF! | #REF! | #REF! | #REF! | #REF! | #REF! | #REF! |  |  | #REF! | #REF!
#REF! | #REF! | #REF! | #REF! | #REF! | #REF! | #REF! | #REF! | #REF! | #REF! |  |  | #REF! | #REF!
#REF! | #REF! | #REF! | #REF! | #REF! | #REF! | #REF! | #REF! | #REF! | #REF! |  |  | #REF! | #REF!
#REF! | #REF! | #REF! | #REF! | #REF! | #REF! | #REF! | #REF! | #REF! | #REF! |  |  | #REF! | #REF!
#REF! | #REF! | #REF! | #REF! | #REF! | #REF! | #REF! | #REF! | #REF! | #REF! |  |  | #REF! | #REF!
#REF! | #REF! | #REF! | #REF! | #REF! | #REF! | #REF! | #REF! | #REF! | #REF! |  |  | #REF! | #REF!
#REF! | #REF! | #REF! | #REF! | #REF! | #REF! | #REF! | #REF! | #REF! | #REF! |  |  | #REF! | #REF!
#REF! | #REF! | #REF! | #REF! | #REF! | #REF! | #REF! | #REF! | #REF! | #REF! |  |  | #REF! | #REF!
#REF! | #REF! | #REF! | #REF! | #REF! | #REF! | #REF! | #REF! | #REF! | #REF! |  |  | #REF! | #REF!
#REF! | #REF! | #REF! | #REF! | #REF! | #REF! | #REF! | #REF! | #REF! | #REF! |  |  | #REF! | #REF!
#REF! | #REF! | #REF! | #REF! | #REF! | #REF! | #REF! | #REF! | #REF! | #REF! |  |  | #REF! | #REF!
#REF! | #REF! | #REF! | #REF! | #REF! | #REF! | #REF! | #REF! | #REF! | #REF! |  |  | #REF! | #REF!
#REF! | #REF! | #REF! | #REF! | #REF! | #REF! | #REF! | #REF! | #REF! | #REF! |  |  | #REF! | #REF!
#REF! | #REF! | #REF! | #REF! | #REF! | #REF! | #REF! | #REF! | #REF! | #REF! |  |  | #REF! | #REF!
#REF! | #REF! | #REF! | #REF! | #REF! | #REF! | #REF! | #REF! | #REF! | #REF! |  |  | #REF! | #REF!
#REF! | #REF! | #REF! | #REF! | #REF! | #REF! | #REF! | #REF! | #REF! | #REF! |  |  | #REF! | #REF!
#REF! | #REF! | #REF! | #REF! | #REF! | #REF! | #REF! | #REF! | #REF! | #REF! |  |  | #REF! | #REF!
#REF! | #REF! | #REF! | #REF! | #REF! | #REF! | #REF! | #REF! | #REF! | #REF! |  |  | #REF! | #REF!
#REF! | #REF! | #REF! | #REF! | #REF! | #REF! | #REF! | #REF! | #REF! | #REF! |  |  | #REF! | #REF!
#REF! | #REF! | #REF! | #REF! | #REF! | #REF! | #REF! | #REF! | #REF! | #REF! |  |  | #REF! | #REF!
#REF! | #REF! | #REF! | #REF! | #REF! | #REF! | #REF! | #REF! | #REF! | #REF! |  |  | #REF! | #REF!
#REF! | #REF! | #REF! | #REF! | #REF! | #REF! | #REF! | #REF! | #REF! | #REF! |  |  | #REF! | #REF!
#REF! | #REF! | #REF! | #REF! | #REF! | #REF! | #REF! | #REF! | #REF! | #REF! |  |  | #REF! | #REF!
#REF! | #REF! | #REF! | #REF! | #REF! | #REF! | #REF! | #REF! | #REF! | #REF! |  |  | #REF! | #REF!
#REF! | #REF! | #REF! | #REF! | #REF! | #REF! | #REF! | #REF! | #REF! | #REF! |  |  | #REF! | #REF!
#REF! | #REF! | #REF! | #REF! | #REF! | #REF! | #REF! | #REF! | #REF! | #REF! |  |  | #REF! | #REF!
#REF! | #REF! | #REF! | #REF! | #REF! | #REF! | #REF! | #REF! | #REF! | #REF! |  |  | #REF! | #REF!
#REF! | #REF! | #REF! | #REF! | #REF! | #REF! | #REF! | #REF! | #REF! | #REF! |  |  | #REF! | #REF!
#REF! | #REF! | #REF! | #REF! | #REF! | #REF! | #REF! | #REF! | #REF! | #REF! |  |  | #REF! | #REF!
#REF! | #REF! | #REF! | #REF! | #REF! | #REF! | #REF! | #REF! | #REF! | #REF! |  |  | #REF! | #REF!
#REF! | #REF! | #REF! | #REF! | #REF! | #REF! | #REF! | #REF! | #REF! | #REF! |  |  | #REF! | #REF!
#REF! | #REF! | #REF! | #REF! | #REF! | #REF! | #REF! | #REF! | #REF! | #REF! |  |  | #REF! | #REF!
#REF! | #REF! | #REF! | #REF! | #REF! | #REF! | #REF! | #REF! | #REF! | #REF! |  |  | #REF! | #REF!
#REF! | #REF! | #REF! | #REF! | #REF! | #REF! | #REF! | #REF! | #REF! | #REF! |  |  | #REF! | #REF!
#REF! | #REF! | #REF! | #REF! | #REF! | #REF! | #REF! | #REF! | #REF! | #REF! |  |  | #REF! | #REF!
#REF! | #REF! | #REF! | #REF! | #REF! | #REF! | #REF! | #REF! | #REF! | #REF! |  |  | #REF! | #REF!
#REF! | #REF! | #REF! | #REF! | #REF! | #REF! | #REF! | #REF! | #REF! | #REF! |  |  | #REF! | #REF!
#REF! | #REF! | #REF! | #REF! | #REF! | #REF! | #REF! | #REF! | #REF! | #REF! |  |  | #REF! | #REF!
#REF! | #REF! | #REF! | #REF! | #REF! | #REF! | #REF! | #REF! | #REF! | #REF! |  |  | #REF! | #REF!
#REF! | #REF! | #REF! | #REF! | #REF! | #REF! | #REF! | #REF! | #REF! | #REF! |  |  | #REF! | #REF!
#REF! | #REF! | #REF! | #REF! | #REF! | #REF! | #REF! | #REF! | #REF! | #REF! |  |  | #REF! | #REF!
#REF! | #REF! | #REF! | #REF! | #REF! | #REF! | #REF! | #REF! | #REF! | #REF! |  |  | #REF! | #REF!
#REF! | #REF! | #REF! | #REF! | #REF! | #REF! | #REF! | #REF! | #REF! | #REF! |  |  | #REF! | #REF!
#REF! | #REF! | #REF! | #REF! | #REF! | #REF! | #REF! | #REF! | #REF! | #REF! |  |  | #REF! | #REF!
#REF! | #REF! | #REF! | #REF! | #REF! | #REF! | #REF! | #REF! | #REF! | #REF! |  |  | #REF! | #REF!
#REF! | #REF! | #REF! | #REF! | #REF! | #REF! | #REF! | #REF! | #REF! | #REF! |  |  | #REF! | #REF!
#REF! | #REF! | #REF! | #REF! | #REF! | #REF! | #REF! | #REF! | #REF! | #REF! |  |  | #REF! | #REF!
#REF! | #REF! | #REF! | #REF! | #REF! | #REF! | #REF! | #REF! | #REF! | #REF! |  |  | #REF! | #REF!
#REF! | #REF! | #REF! | #REF! | #REF! | #REF! | #REF! | #REF! | #REF! | #REF! |  |  | #REF! | #REF!
#REF! | #REF! | #REF! | #REF! | #REF! | #REF! | #REF! | #REF! | #REF! | #REF! |  |  | #REF! | #REF!
#REF! | #REF! | #REF! | #REF! | #REF! | #REF! | #REF! | #REF! | #REF! | #REF! |  |  | #REF! | #REF!
#REF! | #REF! | #REF! | #REF! | #REF! | #REF! | #REF! | #REF! | #REF! | #REF! |  |  | #REF! | #REF!
#REF! | #REF! | #REF! | #REF! | #REF! | #REF! | #REF! | #REF! | #REF! | #REF! |  |  | #REF! | #REF!
#REF! | #REF! | #REF! | #REF! | #REF! | #REF! | #REF! | #REF! | #REF! | #REF! |  |  | #REF! | #REF!
#REF! | #REF! | #REF! | #REF! | #REF! | #REF! | #REF! | #REF! | #REF! | #REF! |  |  | #REF! | #REF!
#REF! | #REF! | #REF! | #REF! | #REF! | #REF! | #REF! | #REF! | #REF! | #REF! |  |  | #REF! | #REF!
#REF! | #REF! | #REF! | #REF! | #REF! | #REF! | #REF! | #REF! | #REF! | #REF! |  |  | #REF! | #REF!
#REF! | #REF! | #REF! | #REF! | #REF! | #REF! | #REF! | #REF! | #REF! | #REF! |  |  | #REF! | #REF!
#REF! | #REF! | #REF! | #REF! | #REF! | #REF! | #REF! | #REF! | #REF! | #REF! |  |  | #REF! | #REF!
#REF! | #REF! | #REF! | #REF! | #REF! | #REF! | #REF! | #REF! | #REF! | #REF! |  |  | #REF! | #REF!
#REF! | #REF! | #REF! | #REF! | #REF! | #REF! | #REF! | #REF! | #REF! | #REF! |  |  | #REF! | #REF!
#REF! | #REF! | #REF! | #REF! | #REF! | #REF! | #REF! | #REF! | #REF! | #REF! |  |  | #REF! | #REF!
#REF! | #REF! | #REF! | #REF! | #REF! | #REF! | #REF! | #REF! | #REF! | #REF! |  |  | #REF! | #REF!
#REF! | #REF! | #REF! | #REF! | #REF! | #REF! | #REF! | #REF! | #REF! | #REF! |  |  | #REF! | #REF!
#REF! | #REF! | #REF! | #REF! | #REF! | #REF! | #REF! | #REF! | #REF! | #REF! |  |  | #REF! | #REF!
#REF! | #REF! | #REF! | #REF! | #REF! | #REF! | #REF! | #REF! | #REF! | #REF! |  |  | #REF! | #REF!
#REF! | #REF! | #REF! | #REF! | #REF! | #REF! | #REF! | #REF! | #REF! | #REF! |  |  | #REF! | #REF!
#REF! | #REF! | #REF! | #REF! | #REF! | #REF! | #REF! | #REF! | #REF! | #REF! |  |  | #REF! | #REF!
#REF! | #REF! | #REF! | #REF! | #REF! | #REF! | #REF! | #REF! | #REF! | #REF! |  |  | #REF! | #REF!
#REF! | #REF! | #REF! | #REF! | #REF! | #REF! | #REF! | #REF! | #REF! | #REF! |  |  | #REF! | #REF!
#REF! | #REF! | #REF! | #REF! | #REF! | #REF! | #REF! | #REF! | #REF! | #REF! |  |  | #REF! | #REF!
#REF! | #REF! | #REF! | #REF! | #REF! | #REF! | #REF! | #REF! | #REF! | #REF! |  |  | #REF! | #REF!
#REF! | #REF! | #REF! | #REF! | #REF! | #REF! | #REF! | #REF! | #REF! | #REF! |  |  | #REF! | #REF!
#REF! | #REF! | #REF! | #REF! | #REF! | #REF! | #REF! | #REF! | #REF! | #REF! |  |  | #REF! | #REF!
#REF! | #REF! | #REF! | #REF! | #REF! | #REF! | #REF! | #REF! | #REF! | #REF! |  |  | #REF! | #REF!
#REF! | #REF! | #REF! | #REF! | #REF! | #REF! | #REF! | #REF! | #REF! | #REF! |  |  | #REF! | #REF!
#REF! | #REF! | #REF! | #REF! | #REF! | #REF! | #REF! | #REF! | #REF! | #REF! |  |  | #REF! | #REF!
#REF! | #REF! | #REF! | #REF! | #REF! | #REF! | #REF! | #REF! | #REF! | #REF! |  |  | #REF! | #REF!
#REF! | #REF! | #REF! | #REF! | #REF! | #REF! | #REF! | #REF! | #REF! | #REF! |  |  | #REF! | #REF!
#REF! | #REF! | #REF! | #REF! | #REF! | #REF! | #REF! | #REF! | #REF! | #REF! |  |  | #REF! | #REF!
#REF! | #REF! | #REF! | #REF! | #REF! | #REF! | #REF! | #REF! | #REF! | #REF! |  |  | #REF! | #REF!
#REF! | #REF! | #REF! | #REF! | #REF! | #REF! | #REF! | #REF! | #REF! | #REF! |  |  | #REF! | #REF!
#REF! | #REF! | #REF! | #REF! | #REF! | #REF! | #REF! | #REF! | #REF! | #REF! |  |  | #REF! | #REF!
#REF! | #REF! | #REF! | #REF! | #REF! | #REF! | #REF! | #REF! | #REF! | #REF! |  |  | #REF! | #REF!
#REF! | #REF! | #REF! | #REF! | #REF! | #REF! | #REF! | #REF! | #REF! | #REF! |  |  | #REF! | #REF!
#REF! | #REF! | #REF! | #REF! | #REF! | #REF! | #REF! | #REF! | #REF! | #REF! |  |  | #REF! | #REF!
#REF! | #REF! | #REF! | #REF! | #REF! | #REF! | #REF! | #REF! | #REF! | #REF! |  |  | #REF! | #REF!
#REF! | #REF! | #REF! | #REF! | #REF! | #REF! | #REF! | #REF! | #REF! | #REF! |  |  | #REF! | #REF!
#REF! | #REF! | #REF! | #REF! | #REF! | #REF! | #REF! | #REF! | #REF! | #REF! |  |  | #REF! | #REF!
#REF! | #REF! | #REF! | #REF! | #REF! | #REF! | #REF! | #REF! | #REF! | #REF! |  |  | #REF! | #REF!
#REF! | #REF! | #REF! | #REF! | #REF! | #REF! | #REF! | #REF! | #REF! | #REF! |  |  | #REF! | #REF!
#REF! | #REF! | #REF! | #REF! | #REF! | #REF! | #REF! | #REF! | #REF! | #REF! |  |  | #REF! | #REF!
#REF! | #REF! | #REF! | #REF! | #REF! | #REF! | #REF! | #REF! | #REF! | #REF! |  |  | #REF! | #REF!
#REF! | #REF! | #REF! | #REF! | #REF! | #REF! | #REF! | #REF! | #REF! | #REF! |  |  | #REF! | #REF!
#REF! | #REF! | #REF! | #REF! | #REF! | #REF! | #REF! | #REF! | #REF! | #REF! |  |  | #REF! | #REF!
#REF! | #REF! | #REF! | #REF! | #REF! | #REF! | #REF! | #REF! | #REF! | #REF! |  |  | #REF! | #REF!
#REF! | #REF! | #REF! | #REF! | #REF! | #REF! | #REF! | #REF! | #REF! | #REF! |  |  | #REF! | #REF!
#REF! | #REF! | #REF! | #REF! | #REF! | #REF! | #REF! | #REF! | #REF! | #REF! |  |  | #REF! | #REF!
#REF! | #REF! | #REF! | #REF! | #REF! | #REF! | #REF! | #REF! | #REF! | #REF! |  |  | #REF! | #REF!
#REF! | #REF! | #REF! | #REF! | #REF! | #REF! | #REF! | #REF! | #REF! | #REF! |  |  | #REF! | #REF!
#REF! | #REF! | #REF! | #REF! | #REF! | #REF! | #REF! | #REF! | #REF! | #REF! |  |  | #REF! | #REF!
#REF! | #REF! | #REF! | #REF! | #REF! | #REF! | #REF! | #REF! | #REF! | #REF! |  |  | #REF! | #REF!
#REF! | #REF! | #REF! | #REF! | #REF! | #REF! | #REF! | #REF! | #REF! | #REF! |  |  | #REF! | #REF!
#REF! | #REF! | #REF! | #REF! | #REF! | #REF! | #REF! | #REF! | #REF! | #REF! |  |  | #REF! | #REF!
#REF! | #REF! | #REF! | #REF! | #REF! | #REF! | #REF! | #REF! | #REF! | #REF! |  |  | #REF! | #REF!
| Total |  |  |  | #REF! | #REF! | #REF! | #REF! | #REF! | 0 | 0 | #REF! | #REF!
FY 2029-30
a) DPR Schemes
#REF!
| #REF! | [6 empty] | #REF! | #REF!
1 | #REF! | [6 empty] | #REF! | #REF!
#REF! | #REF! | #REF! | #REF! | #REF! | #REF! | #REF! | #REF! | #REF! | #REF! |  |  | #REF! | #REF! | #REF! | #REF!
#REF! | #REF! | #REF! | #REF! | #REF! | #REF! | #REF! | #REF! | #REF! | #REF! |  |  | #REF! | #REF! | #REF! | #REF!
#REF! | #REF! | #REF! | #REF! | #REF! | #REF! | #REF! | #REF! | #REF! | #REF! |  |  | #REF! | #REF! | #REF! | #REF!
#REF! | #REF! | #REF! | #REF! | #REF! | #REF! | #REF! | #REF! | #REF! | #REF! |  |  | #REF! | #REF! | #REF! | #REF!
#REF! | #REF! | #REF! | #REF! | #REF! | #REF! | #REF! | #REF! | #REF! | #REF! |  |  | #REF! | #REF! | #REF! | #REF!
#REF! | #REF! | #REF! | #REF! | #REF! | #REF! | #REF! | #REF! | #REF! | #REF! |  |  | #REF! | #REF! | #REF! | #REF!
#REF! | #REF! | #REF! | #REF! | #REF! | #REF! | #REF! | #REF! | #REF! | #REF! |  |  | #REF! | #REF! | #REF! | #REF!
#REF! | #REF! | #REF! | #REF! | #REF! | #REF! | #REF! | #REF! | #REF! | #REF! |  |  | #REF! | #REF! | #REF! | #REF!
#REF! | #REF! | #REF! | #REF! | #REF! | #REF! | #REF! | #REF! | #REF! | #REF! |  |  | #REF! | #REF! | #REF! | #REF!
#REF! | #REF! | #REF! | #REF! | #REF! | #REF! | #REF! | #REF! | #REF! | #REF! |  |  | #REF! | #REF! | #REF! | #REF!
#REF! | #REF! | #REF! | #REF! | #REF! | #REF! | #REF! | #REF! | #REF! | #REF! |  |  | #REF! | #REF! | #REF! | #REF!
#REF! | #REF! | #REF! | #REF! | #REF! | #REF! | #REF! | #REF! | #REF! | #REF! |  |  | #REF! | #REF! | #REF! | #REF!
#REF! | #REF! | #REF! | #REF! | #REF! | #REF! | #REF! | #REF! | #REF! | #REF! |  |  | #REF! | #REF! | #REF! | #REF!
#REF! | #REF! | #REF! | #REF! | #REF! | #REF! | #REF! | #REF! | #REF! | #REF! |  |  | #REF! | #REF! | #REF! | #REF!
#REF! | #REF! | #REF! | #REF! | #REF! | #REF! | #REF! | #REF! | #REF! | #REF! |  |  | #REF! | #REF! | #REF! | #REF!
#REF! | #REF! | #REF! | #REF! | #REF! | #REF! | #REF! | #REF! | #REF! | #REF! |  |  | #REF! | #REF! | #REF! | #REF!
#REF! | #REF! | #REF! | #REF! | #REF! | #REF! | #REF! | #REF! | #REF! | #REF! |  |  | #REF! | #REF! | #REF! | #REF!
#REF! | #REF! | #REF! | #REF! | #REF! | #REF! | #REF! | #REF! | #REF! | #REF! |  |  | #REF! | #REF! | #REF! | #REF!
#REF! | #REF! | #REF! | #REF! | #REF! | #REF! | #REF! | #REF! | #REF! | #REF! |  |  | #REF! | #REF! | #REF! | #REF!
#REF! | #REF! | #REF! | #REF! | #REF! | #REF! | #REF! | #REF! | #REF! | #REF! |  |  | #REF! | #REF! | #REF! | #REF!
#REF! | #REF! | #REF! | #REF! | #REF! | #REF! | #REF! | #REF! | #REF! | #REF! |  |  | #REF! | #REF! | #REF! | #REF!
#REF! | #REF! | #REF! | #REF! | #REF! | #REF! | #REF! | #REF! | #REF! | #REF! |  |  | #REF! | #REF! | #REF! | #REF!
#REF! | #REF! | #REF! | #REF! | #REF! | #REF! | #REF! | #REF! | #REF! | #REF! |  |  | #REF! | #REF! | #REF! | #REF!
#REF! | #REF! | #REF! | #REF! | #REF! | #REF! | #REF! | #REF! | #REF! | #REF! |  |  | #REF! | #REF! | #REF! | #REF!
#REF! | #REF! | #REF! | #REF! | #REF! | #REF! | #REF! | #REF! | #REF! | #REF! |  |  | #REF! | #REF! | #REF! | #REF!
#REF! | #REF! | #REF! | #REF! | #REF! | #REF! | #REF! | #REF! | #REF! | #REF! |  |  | #REF! | #REF! | #REF! | #REF!
#REF! | #REF! | #REF! | #REF! | #REF! | #REF! | #REF! | #REF! | #REF! | #REF! |  |  | #REF! | #REF! | #REF! | #REF!
#REF! | #REF! | #REF! | #REF! | #REF! | #REF! | #REF! | #REF! | #REF! | #REF! |  |  | #REF! | #REF! | #REF! | #REF!
#REF! | #REF! | #REF! | #REF! | #REF! | #REF! | #REF! | #REF! | #REF! | #REF! |  |  | #REF! | #REF! | #REF! | #REF!
#REF! | #REF! | #REF! | #REF! | #REF! | #REF! | #REF! | #REF! | #REF! | #REF! |  |  | #REF! | #REF! | #REF! | #REF!
#REF! | #REF! | #REF! | #REF! | #REF! | #REF! | #REF! | #REF! | #REF! | #REF! |  |  | #REF! | #REF! | #REF! | #REF!
#REF! | #REF! | #REF! | #REF! | #REF! | #REF! | #REF! | #REF! | #REF! | #REF! |  |  | #REF! | #REF! | #REF! | #REF!
#REF! | #REF! | #REF! | #REF! | #REF! | #REF! | #REF! | #REF! | #REF! | #REF! |  |  | #REF! | #REF! | #REF! | #REF!
#REF! | #REF! | #REF! | #REF! | #REF! | #REF! | #REF! | #REF! | #REF! | #REF! |  |  | #REF! | #REF! | #REF! | #REF!
#REF! | #REF! | #REF! | #REF! | #REF! | #REF! | #REF! | #REF! | #REF! | #REF! |  |  | #REF! | #REF! | #REF! | #REF!
#REF! | #REF! | #REF! | #REF! | #REF! | #REF! | #REF! | #REF! | #REF! | #REF! |  |  | #REF! | #REF! | #REF! | #REF!
#REF! | #REF! | #REF! | #REF! | #REF! | #REF! | #REF! | #REF! | #REF! | #REF! |  |  | #REF! | #REF! | #REF! | #REF!
#REF! | #REF! | #REF! | #REF! | #REF! | #REF! | #REF! | #REF! | #REF! | #REF! |  |  | #REF! | #REF! | #REF! | #REF!
#REF! | #REF! | #REF! | #REF! | #REF! | #REF! | #REF! | #REF! | #REF! | #REF! |  |  | #REF! | #REF! | #REF! | #REF!
#REF! | #REF! | #REF! | #REF! | #REF! | #REF! | #REF! | #REF! | #REF! | #REF! |  |  | #REF! | #REF! | #REF! | #REF!
#REF! | #REF! | #REF! | #REF! | #REF! | #REF! | #REF! | #REF! | #REF! | #REF! |  |  | #REF! | #REF! | #REF! | #REF!
#REF! | #REF! | #REF! | #REF! | #REF! | #REF! | #REF! | #REF! | #REF! | #REF! |  |  | #REF! | #REF! | #REF! | #REF!
#REF! | #REF! | #REF! | #REF! | #REF! | #REF! | #REF! | #REF! | #REF! | #REF! |  |  | #REF! | #REF! | #REF! | #REF!
#REF! | #REF! | #REF! | #REF! | #REF! | #REF! | #REF! | #REF! | #REF! | #REF! |  |  | #REF! | #REF! | #REF! | #REF!
#REF! | #REF! | #REF! | #REF! | #REF! | #REF! | #REF! | #REF! | #REF! | #REF! |  |  | #REF! | #REF! | #REF! | #REF!
#REF! | #REF! | #REF! | #REF! | #REF! | #REF! | #REF! | #REF! | #REF! | #REF! |  |  | #REF! | #REF! | #REF! | #REF!
#REF! | #REF! | #REF! | #REF! | #REF! | #REF! | #REF! | #REF! | #REF! | #REF! |  |  | #REF! | #REF! | #REF! | #REF!
#REF! | #REF! | #REF! | #REF! | #REF! | #REF! | #REF! | #REF! | #REF! | #REF! |  |  | #REF! | #REF! | #REF! | #REF!
#REF! | #REF! | #REF! | #REF! | #REF! | #REF! | #REF! | #REF! | #REF! | #REF! |  |  | #REF! | #REF! | #REF! | #REF!
#REF! | #REF! | #REF! | #REF! | #REF! | #REF! | #REF! | #REF! | #REF! | #REF! |  |  | #REF! | #REF! | #REF! | #REF!
#REF! | #REF! | #REF! | #REF! | #REF! | #REF! | #REF! | #REF! | #REF! | #REF! |  |  | #REF! | #REF! | #REF! | #REF!
#REF! | #REF! | #REF! | #REF! | #REF! | #REF! | #REF! | #REF! | #REF! | #REF! |  |  | #REF! | #REF! | #REF! | #REF!
#REF! | #REF! | #REF! | #REF! | #REF! | #REF! | #REF! | #REF! | #REF! | #REF! |  |  | #REF! | #REF! | #REF! | #REF!
#REF! | #REF! | #REF! | #REF! | #REF! | #REF! | #REF! | #REF! | #REF! | #REF! |  |  | #REF! | #REF! | #REF! | #REF!
#REF! | #REF! | #REF! | #REF! | #REF! | #REF! | #REF! | #REF! | #REF! | #REF! |  |  | #REF! | #REF! | #REF! | #REF!
#REF! | #REF! | #REF! | #REF! | #REF! | #REF! | #REF! | #REF! | #REF! | #REF! |  |  | #REF! | #REF! | #REF! | #REF!
#REF! | #REF! | #REF! | #REF! | #REF! | #REF! | #REF! | #REF! | #REF! | #REF! |  |  | #REF! | #REF! | #REF! | #REF!
#REF! | #REF! | #REF! | #REF! | #REF! | #REF! | #REF! | #REF! | #REF! | #REF! |  |  | #REF! | #REF! | #REF! | #REF!
#REF! | #REF! | #REF! | #REF! | #REF! | #REF! | #REF! | #REF! | #REF! | #REF! |  |  | #REF! | #REF! | #REF! | #REF!
#REF! | #REF! | #REF! | #REF! | #REF! | #REF! | #REF! | #REF! | #REF! | #REF! |  |  | #REF! | #REF! | #REF! | #REF!
#REF! | #REF! | #REF! | #REF! | #REF! | #REF! | #REF! | #REF! | #REF! | #REF! |  |  | #REF! | #REF! | #REF! | #REF!
#REF! | #REF! | #REF! | #REF! | #REF! | #REF! | #REF! | #REF! | #REF! | #REF! |  |  | #REF! | #REF! | #REF! | #REF!
#REF! | #REF! | #REF! | #REF! | #REF! | #REF! | #REF! | #REF! | #REF! | #REF! |  |  | #REF! | #REF! | #REF! | #REF!
#REF! | #REF! | #REF! | #REF! | #REF! | #REF! | #REF! | #REF! | #REF! | #REF! |  |  | #REF! | #REF! | #REF! | #REF!
#REF! | #REF! | #REF! | #REF! | #REF! | #REF! | #REF! | #REF! | #REF! | #REF! |  |  | #REF! | #REF! | #REF! | #REF!
#REF! | #REF! | #REF! | #REF! | #REF! | #REF! | #REF! | #REF! | #REF! | #REF! |  |  | #REF! | #REF! | #REF! | #REF!
#REF! | #REF! | #REF! | #REF! | #REF! | #REF! | #REF! | #REF! | #REF! | #REF! |  |  | #REF! | #REF! | #REF! | #REF!
#REF! | #REF! | #REF! | #REF! | #REF! | #REF! | #REF! | #REF! | #REF! | #REF! |  |  | #REF! | #REF! | #REF! | #REF!
#REF! | #REF! | #REF! | #REF! | #REF! | #REF! | #REF! | #REF! | #REF! | #REF! |  |  | #REF! | #REF! | #REF! | #REF!
#REF! | #REF! | #REF! | #REF! | #REF! | #REF! | #REF! | #REF! | #REF! | #REF! |  |  | #REF! | #REF! | #REF! | #REF!
#REF! | #REF! | #REF! | #REF! | #REF! | #REF! | #REF! | #REF! | #REF! | #REF! |  |  | #REF! | #REF! | #REF! | #REF!
#REF! | #REF! | #REF! | #REF! | #REF! | #REF! | #REF! | #REF! | #REF! | #REF! |  |  | #REF! | #REF! | #REF! | #REF!
#REF! | #REF! | #REF! | #REF! | #REF! | #REF! | #REF! | #REF! | #REF! | #REF! |  |  | #REF! | #REF! | #REF! | #REF!
#REF! | #REF! | #REF! | #REF! | #REF! | #REF! | #REF! | #REF! | #REF! | #REF! |  |  | #REF! | #REF! | #REF! | #REF!
#REF! | #REF! | #REF! | #REF! | #REF! | #REF! | #REF! | #REF! | #REF! | #REF! |  |  | #REF! | #REF! | #REF! | #REF!
#REF! | #REF! | #REF! | #REF! | #REF! | #REF! | #REF! | #REF! | #REF! | #REF! |  |  | #REF! | #REF! | #REF! | #REF!
#REF! | #REF! | #REF! | #REF! | #REF! | #REF! | #REF! | #REF! | #REF! | #REF! |  |  | #REF! | #REF! | #REF! | #REF!
#REF! | #REF! | #REF! | #REF! | #REF! | #REF! | #REF! | #REF! | #REF! | #REF! |  |  | #REF! | #REF! | #REF! | #REF!
#REF! | #REF! | #REF! | #REF! | #REF! | #REF! | #REF! | #REF! | #REF! | #REF! |  |  | #REF! | #REF! | #REF! | #REF!
#REF! | #REF! | #REF! | #REF! | #REF! | #REF! | #REF! | #REF! | #REF! | #REF! |  |  | #REF! | #REF! | #REF! | #REF!
#REF! | #REF! | #REF! | #REF! | #REF! | #REF! | #REF! | #REF! | #REF! | #REF! |  |  | #REF! | #REF! | #REF! | #REF!
#REF! | #REF! | #REF! | #REF! | #REF! | #REF! | #REF! | #REF! | #REF! | #REF! |  |  | #REF! | #REF! | #REF! | #REF!
#REF! | #REF! | #REF! | #REF! | #REF! | #REF! | #REF! | #REF! | #REF! | #REF! |  |  | #REF! | #REF! | #REF! | #REF!
#REF! | #REF! | #REF! | #REF! | #REF! | #REF! | #REF! | #REF! | #REF! | #REF! |  |  | #REF! | #REF! | #REF! | #REF!
#REF! | #REF! | #REF! | #REF! | #REF! | #REF! | #REF! | #REF! | #REF! | #REF! |  |  | #REF! | #REF! | #REF! | #REF!
#REF! | #REF! | #REF! | #REF! | #REF! | #REF! | #REF! | #REF! | #REF! | #REF! |  |  | #REF! | #REF! | #REF! | #REF!
#REF! | #REF! | #REF! | #REF! | #REF! | #REF! | #REF! | #REF! | #REF! | #REF! |  |  | #REF! | #REF! | #REF! | #REF!
#REF! | #REF! | #REF! | #REF! | #REF! | #REF! | #REF! | #REF! | #REF! | #REF! |  |  | #REF! | #REF! | #REF! | #REF!
#REF! | #REF! | #REF! | #REF! | #REF! | #REF! | #REF! | #REF! | #REF! | #REF! |  |  | #REF! | #REF! | #REF! | #REF!
#REF! | #REF! | #REF! | #REF! | #REF! | #REF! | #REF! | #REF! | #REF! | #REF! |  |  | #REF! | #REF! | #REF! | #REF!
#REF! | #REF! | #REF! | #REF! | #REF! | #REF! | #REF! | #REF! | #REF! | #REF! |  |  | #REF! | #REF! | #REF! | #REF!
#REF! | #REF! | #REF! | #REF! | #REF! | #REF! | #REF! | #REF! | #REF! | #REF! |  |  | #REF! | #REF! | #REF! | #REF!
#REF! | #REF! | #REF! | #REF! | #REF! | #REF! | #REF! | #REF! | #REF! | #REF! |  |  | #REF! | #REF! | #REF! | #REF!
#REF! | #REF! | #REF! | #REF! | #REF! | #REF! | #REF! | #REF! | #REF! | #REF! |  |  | #REF! | #REF! | #REF! | #REF!
#REF! | #REF! | #REF! | #REF! | #REF! | #REF! | #REF! | #REF! | #REF! | #REF! |  |  | #REF! | #REF! | #REF! | #REF!
#REF! | #REF! | #REF! | #REF! | #REF! | #REF! | #REF! | #REF! | #REF! | #REF! |  |  | #REF! | #REF! | #REF! | #REF!
#REF! | #REF! | #REF! | #REF! | #REF! | #REF! | #REF! | #REF! | #REF! | #REF! |  |  | #REF! | #REF! | #REF! | #REF!
#REF! | #REF! | #REF! | #REF! | #REF! | #REF! | #REF! | #REF! | #REF! | #REF! |  |  | #REF! | #REF! | #REF! | #REF!
#REF! | #REF! | #REF! | #REF! | #REF! | #REF! | #REF! | #REF! | #REF! | #REF! |  |  | #REF! | #REF! | #REF! | #REF!
#REF! | #REF! | #REF! | #REF! | #REF! | #REF! | #REF! | #REF! | #REF! | #REF! |  |  | #REF! | #REF! | #REF! | #REF!
#REF! | #REF! | #REF! | #REF! | #REF! | #REF! | #REF! | #REF! | #REF! | #REF! |  |  | #REF! | #REF! | #REF! | #REF!
#REF! | #REF! | #REF! | #REF! | #REF! | #REF! | #REF! | #REF! | #REF! | #REF! |  |  | #REF! | #REF! | #REF! | #REF!
#REF! | #REF! | #REF! | #REF! | #REF! | #REF! | #REF! | #REF! | #REF! | #REF! |  |  | #REF! | #REF! | #REF! | #REF!
#REF! | #REF! | #REF! | #REF! | #REF! | #REF! | #REF! | #REF! | #REF! | #REF! |  |  | #REF! | #REF! | #REF! | #REF!
#REF! | #REF! | #REF! | #REF! | #REF! | #REF! | #REF! | #REF! | #REF! | #REF! |  |  | #REF! | #REF! | #REF! | #REF!
#REF! | #REF! | #REF! | #REF! | #REF! | #REF! | #REF! | #REF! | #REF! | #REF! |  |  | #REF! | #REF! | #REF! | #REF!
#REF! | #REF! | #REF! | #REF! | #REF! | #REF! | #REF! | #REF! | #REF! | #REF! |  |  | #REF! | #REF! | #REF! | #REF!
#REF! | #REF! | #REF! | #REF! | #REF! | #REF! | #REF! | #REF! | #REF! | #REF! |  |  | #REF! | #REF! | #REF! | #REF!
#REF! | #REF! | #REF! | #REF! | #REF! | #REF! | #REF! | #REF! | #REF! | #REF! |  |  | #REF! | #REF! | #REF! | #REF!
#REF! | #REF! | #REF! | #REF! | #REF! | #REF! | #REF! | #REF! | #REF! | #REF! |  |  | #REF! | #REF! | #REF! | #REF!
#REF! | #REF! | #REF! | #REF! | #REF! | #REF! | #REF! | #REF! | #REF! | #REF! |  |  | #REF! | #REF! | #REF! | #REF!
#REF! | #REF! | #REF! | #REF! | #REF! | #REF! | #REF! | #REF! | #REF! | #REF! |  |  | #REF! | #REF! | #REF! | #REF!
#REF! | #REF! | #REF! | #REF! | #REF! | #REF! | #REF! | #REF! | #REF! | #REF! |  |  | #REF! | #REF! | #REF! | #REF!
#REF! | #REF! | #REF! | #REF! | #REF! | #REF! | #REF! | #REF! | #REF! | #REF! |  |  | #REF! | #REF! | #REF! | #REF!
#REF! | #REF! | #REF! | #REF! | #REF! | #REF! | #REF! | #REF! | #REF! | #REF! |  |  | #REF! | #REF! | #REF! | #REF!
#REF! | #REF! | #REF! | #REF! | #REF! | #REF! | #REF! | #REF! | #REF! | #REF! |  |  | #REF! | #REF! | #REF! | #REF!
#REF! | #REF! | #REF! | #REF! | #REF! | #REF! | #REF! | #REF! | #REF! | #REF! |  |  | #REF! | #REF! | #REF! | #REF!
#REF! | #REF! | #REF! | #REF! | #REF! | #REF! | #REF! | #REF! | #REF! | #REF! |  |  | #REF! | #REF!
#REF! | #REF! | #REF! | #REF! | #REF! | #REF! | #REF! | #REF! | #REF! | #REF! |  |  | #REF! | #REF!
#REF! | #REF! | #REF! | #REF! | #REF! | #REF! | #REF! | #REF! | #REF! | #REF! |  |  | #REF! | #REF!
#REF! | #REF! | #REF! | #REF! | #REF! | #REF! | #REF! | #REF! | #REF! | #REF! |  |  | #REF! | #REF!
#REF! | #REF! | #REF! | #REF! | #REF! | #REF! | #REF! | #REF! | #REF! | #REF! |  |  | #REF! | #REF!
#REF! | #REF! | #REF! | #REF! | #REF! | #REF! | #REF! | #REF! | #REF! | #REF! |  |  | #REF! | #REF!
#REF! | #REF! | #REF! | #REF! | #REF! | #REF! | #REF! | #REF! | #REF! | #REF! |  |  | #REF! | #REF!
#REF! | #REF! | #REF! | #REF! | #REF! | #REF! | #REF! | #REF! | #REF! | #REF! |  |  | #REF! | #REF!
#REF! | #REF! | #REF! | #REF! | #REF! | #REF! | #REF! | #REF! | #REF! | #REF! |  |  | #REF! | #REF!
#REF! | #REF! | #REF! | #REF! | #REF! | #REF! | #REF! | #REF! | #REF! | #REF! |  |  | #REF! | #REF!
#REF! | #REF! | #REF! | #REF! | #REF! | #REF! | #REF! | #REF! | #REF! | #REF! |  |  | #REF! | #REF!
#REF! | #REF! | #REF! | #REF! | #REF! | #REF! | #REF! | #REF! | #REF! | #REF! |  |  | #REF! | #REF!
#REF! | #REF! | #REF! | #REF! | #REF! | #REF! | #REF! | #REF! | #REF! | #REF! |  |  | #REF! | #REF!
#REF! | #REF! | #REF! | #REF! | #REF! | #REF! | #REF! | #REF! | #REF! | #REF! |  |  | #REF! | #REF!
#REF! | #REF! | #REF! | #REF! | #REF! | #REF! | #REF! | #REF! | #REF! | #REF! |  |  | #REF! | #REF!
#REF! | #REF! | #REF! | #REF! | #REF! | #REF! | #REF! | #REF! | #REF! | #REF! |  |  | #REF! | #REF!
#REF! | #REF! | #REF! | #REF! | #REF! | #REF! | #REF! | #REF! | #REF! | #REF! |  |  | #REF! | #REF!
#REF! | #REF! | #REF! | #REF! | #REF! | #REF! | #REF! | #REF! | #REF! | #REF! |  |  | #REF! | #REF!
#REF! | #REF! | #REF! | #REF! | #REF! | #REF! | #REF! | #REF! | #REF! | #REF! |  |  | #REF! | #REF!
#REF! | #REF! | #REF! | #REF! | #REF! | #REF! | #REF! | #REF! | #REF! | #REF! |  |  | #REF! | #REF!
#REF! | #REF! | #REF! | #REF! | #REF! | #REF! | #REF! | #REF! | #REF! | #REF! |  |  | #REF! | #REF!
#REF! | #REF! | #REF! | #REF! | #REF! | #REF! | #REF! | #REF! | #REF! | #REF! |  |  | #REF! | #REF!
#REF! | #REF! | #REF! | #REF! | #REF! | #REF! | #REF! | #REF! | #REF! | #REF! |  |  | #REF! | #REF!
#REF! | #REF! | #REF! | #REF! | #REF! | #REF! | #REF! | #REF! | #REF! | #REF! |  |  | #REF! | #REF!
#REF! | #REF! | #REF! | #REF! | #REF! | #REF! | #REF! | #REF! | #REF! | #REF! |  |  | #REF! | #REF!
#REF! | #REF! | #REF! | #REF! | #REF! | #REF! | #REF! | #REF! | #REF! | #REF! |  |  | #REF! | #REF!
#REF! | #REF! | #REF! | #REF! | #REF! | #REF! | #REF! | #REF! | #REF! | #REF! |  |  | #REF! | #REF!
#REF! | #REF! | #REF! | #REF! | #REF! | #REF! | #REF! | #REF! | #REF! | #REF! |  |  | #REF! | #REF!
#REF! | #REF! | #REF! | #REF! | #REF! | #REF! | #REF! | #REF! | #REF! | #REF! |  |  | #REF! | #REF!
#REF! | #REF! | #REF! | #REF! | #REF! | #REF! | #REF! | #REF! | #REF! | #REF! |  |  | #REF! | #REF!
#REF! | #REF! | #REF! | #REF! | #REF! | #REF! | #REF! | #REF! | #REF! | #REF! |  |  | #REF! | #REF!
#REF! | #REF! | #REF! | #REF! | #REF! | #REF! | #REF! | #REF! | #REF! | #REF! |  |  | #REF! | #REF!
#REF! | #REF! | #REF! | #REF! | #REF! | #REF! | #REF! | #REF! | #REF! | #REF! |  |  | #REF! | #REF!
#REF! | #REF! | #REF! | #REF! | #REF! | #REF! | #REF! | #REF! | #REF! | #REF! |  |  | #REF! | #REF!
#REF! | #REF! | #REF! | #REF! | #REF! | #REF! | #REF! | #REF! | #REF! | #REF! |  |  | #REF! | #REF!
#REF! | #REF! | #REF! | #REF! | #REF! | #REF! | #REF! | #REF! | #REF! | #REF! |  |  | #REF! | #REF!
#REF! | #REF! | #REF! | #REF! | #REF! | #REF! | #REF! | #REF! | #REF! | #REF! |  |  | #REF! | #REF!
#REF! | #REF! | #REF! | #REF! | #REF! | #REF! | #REF! | #REF! | #REF! | #REF! |  |  | #REF! | #REF!
#REF! | #REF! | #REF! | #REF! | #REF! | #REF! | #REF! | #REF! | #REF! | #REF! |  |  | #REF! | #REF!
#REF! | #REF! | #REF! | #REF! | #REF! | #REF! | #REF! | #REF! | #REF! | #REF! |  |  | #REF! | #REF!
#REF! | #REF! | #REF! | #REF! | #REF! | #REF! | #REF! | #REF! | #REF! | #REF! |  |  | #REF! | #REF!
#REF! | #REF! | #REF! | #REF! | #REF! | #REF! | #REF! | #REF! | #REF! | #REF! |  |  | #REF! | #REF!
#REF! | #REF! | #REF! | #REF! | #REF! | #REF! | #REF! | #REF! | #REF! | #REF! |  |  | #REF! | #REF!
#REF! | #REF! | #REF! | #REF! | #REF! | #REF! | #REF! | #REF! | #REF! | #REF! |  |  | #REF! | #REF!
#REF! | #REF! | #REF! | #REF! | #REF! | #REF! | #REF! | #REF! | #REF! | #REF! |  |  | #REF! | #REF!
#REF! | #REF! | #REF! | #REF! | #REF! | #REF! | #REF! | #REF! | #REF! | #REF! |  |  | #REF! | #REF!
#REF! | #REF! | #REF! | #REF! | #REF! | #REF! | #REF! | #REF! | #REF! | #REF! |  |  | #REF! | #REF!
#REF! | #REF! | #REF! | #REF! | #REF! | #REF! | #REF! | #REF! | #REF! | #REF! |  |  | #REF! | #REF!
#REF! | #REF! | #REF! | #REF! | #REF! | #REF! | #REF! | #REF! | #REF! | #REF! |  |  | #REF! | #REF!
#REF! | #REF! | #REF! | #REF! | #REF! | #REF! | #REF! | #REF! | #REF! | #REF! |  |  | #REF! | #REF!
#REF! | #REF! | #REF! | #REF! | #REF! | #REF! | #REF! | #REF! | #REF! | #REF! |  |  | #REF! | #REF!
#REF! | #REF! | #REF! | #REF! | #REF! | #REF! | #REF! | #REF! | #REF! | #REF! |  |  | #REF! | #REF!
#REF! | #REF! | #REF! | #REF! | #REF! | #REF! | #REF! | #REF! | #REF! | #REF! |  |  | #REF! | #REF!
#REF! | #REF! | #REF! | #REF! | #REF! | #REF! | #REF! | #REF! | #REF! | #REF! |  |  | #REF! | #REF!
#REF! | #REF! | #REF! | #REF! | #REF! | #REF! | #REF! | #REF! | #REF! | #REF! |  |  | #REF! | #REF!
#REF! | #REF! | #REF! | #REF! | #REF! | #REF! | #REF! | #REF! | #REF! | #REF! |  |  | #REF! | #REF!
#REF! | #REF! | #REF! | #REF! | #REF! | #REF! | #REF! | #REF! | #REF! | #REF! |  |  | #REF! | #REF!
#REF! | #REF! | #REF! | #REF! | #REF! | #REF! | #REF! | #REF! | #REF! | #REF! |  |  | #REF! | #REF!
#REF! | #REF! | #REF! | #REF! | #REF! | #REF! | #REF! | #REF! | #REF! | #REF! |  |  | #REF! | #REF!
#REF! | #REF! | #REF! | #REF! | #REF! | #REF! | #REF! | #REF! | #REF! | #REF! |  |  | #REF! | #REF!
#REF! | #REF! | #REF! | #REF! | #REF! | #REF! | #REF! | #REF! | #REF! | #REF! |  |  | #REF! | #REF!
#REF! | #REF! | #REF! | #REF! | #REF! | #REF! | #REF! | #REF! | #REF! | #REF! |  |  | #REF! | #REF!
#REF! | #REF! | #REF! | #REF! | #REF! | #REF! | #REF! | #REF! | #REF! | #REF! |  |  | #REF! | #REF!
#REF! | #REF! | #REF! | #REF! | #REF! | #REF! | #REF! | #REF! | #REF! | #REF! |  |  | #REF! | #REF!
#REF! | #REF! | #REF! | #REF! | #REF! | #REF! | #REF! | #REF! | #REF! | #REF! |  |  | #REF! | #REF!
#REF! | #REF! | #REF! | #REF! | #REF! | #REF! | #REF! | #REF! | #REF! | #REF! |  |  | #REF! | #REF!
#REF! | #REF! | #REF! | #REF! | #REF! | #REF! | #REF! | #REF! | #REF! | #REF! |  |  | #REF! | #REF!
#REF! | #REF! | #REF! | #REF! | #REF! | #REF! | #REF! | #REF! | #REF! | #REF! |  |  | #REF! | #REF!
#REF! | #REF! | #REF! | #REF! | #REF! | #REF! | #REF! | #REF! | #REF! | #REF! |  |  | #REF! | #REF!
#REF! | #REF! | #REF! | #REF! | #REF! | #REF! | #REF! | #REF! | #REF! | #REF! |  |  | #REF! | #REF!
#REF! | #REF! | #REF! | #REF! | #REF! | #REF! | #REF! | #REF! | #REF! | #REF! |  |  | #REF! | #REF!
#REF! | #REF! | #REF! | #REF! | #REF! | #REF! | #REF! | #REF! | #REF! | #REF! |  |  | #REF! | #REF!
#REF! | #REF! | #REF! | #REF! | #REF! | #REF! | #REF! | #REF! | #REF! | #REF! |  |  | #REF! | #REF!
#REF! | #REF! | #REF! | #REF! | #REF! | #REF! | #REF! | #REF! | #REF! | #REF! |  |  | #REF! | #REF!
#REF! | #REF! | #REF! | #REF! | #REF! | #REF! | #REF! | #REF! | #REF! | #REF! |  |  | #REF! | #REF!
#REF! | #REF! | #REF! | #REF! | #REF! | #REF! | #REF! | #REF! | #REF! | #REF! |  |  | #REF! | #REF!
#REF! | #REF! | #REF! | #REF! | #REF! | #REF! | #REF! | #REF! | #REF! | #REF! |  |  | #REF! | #REF!
#REF! | #REF! | #REF! | #REF! | #REF! | #REF! | #REF! | #REF! | #REF! | #REF! |  |  | #REF! | #REF!
#REF! | #REF! | #REF! | #REF! | #REF! | #REF! | #REF! | #REF! | #REF! | #REF! |  |  | #REF! | #REF!
#REF! | #REF! | #REF! | #REF! | #REF! | #REF! | #REF! | #REF! | #REF! | #REF! |  |  | #REF! | #REF!
#REF! | #REF! | #REF! | #REF! | #REF! | #REF! | #REF! | #REF! | #REF! | #REF! |  |  | #REF! | #REF!
#REF! | #REF! | #REF! | #REF! | #REF! | #REF! | #REF! | #REF! | #REF! | #REF! |  |  | #REF! | #REF!
#REF! | #REF! | #REF! | #REF! | #REF! | #REF! | #REF! | #REF! | #REF! | #REF! |  |  | #REF! | #REF!
#REF! | #REF! | #REF! | #REF! | #REF! | #REF! | #REF! | #REF! | #REF! | #REF! |  |  | #REF! | #REF!
#REF! | #REF! | #REF! | #REF! | #REF! | #REF! | #REF! | #REF! | #REF! | #REF! |  |  | #REF! | #REF!
#REF! | #REF! | #REF! | #REF! | #REF! | #REF! | #REF! | #REF! | #REF! | #REF! |  |  | #REF! | #REF!
#REF! | #REF! | #REF! | #REF! | #REF! | #REF! | #REF! | #REF! | #REF! | #REF! |  |  | #REF! | #REF!
#REF! | #REF! | #REF! | #REF! | #REF! | #REF! | #REF! | #REF! | #REF! | #REF! |  |  | #REF! | #REF!
#REF! | #REF! | #REF! | #REF! | #REF! | #REF! | #REF! | #REF! | #REF! | #REF! |  |  | #REF! | #REF!
#REF! | #REF! | #REF! | #REF! | #REF! | #REF! | #REF! | #REF! | #REF! | #REF! |  |  | #REF! | #REF!
#REF! | #REF! | #REF! | #REF! | #REF! | #REF! | #REF! | #REF! | #REF! | #REF! |  |  | #REF! | #REF!
#REF! | #REF! | #REF! | #REF! | #REF! | #REF! | #REF! | #REF! | #REF! | #REF! |  |  | #REF! | #REF!
#REF! | #REF! | #REF! | #REF! | #REF! | #REF! | #REF! | #REF! | #REF! | #REF! |  |  | #REF! | #REF!
#REF! | #REF! | #REF! | #REF! | #REF! | #REF! | #REF! | #REF! | #REF! | #REF! |  |  | #REF! | #REF!
#REF! | #REF! | #REF! | #REF! | #REF! | #REF! | #REF! | #REF! | #REF! | #REF! |  |  | #REF! | #REF!
#REF! | #REF! | #REF! | #REF! | #REF! | #REF! | #REF! | #REF! | #REF! | #REF! |  |  | #REF! | #REF!
#REF! | #REF! | #REF! | #REF! | #REF! | #REF! | #REF! | #REF! | #REF! | #REF! |  |  | #REF! | #REF!
#REF! | #REF! | #REF! | #REF! | #REF! | #REF! | #REF! | #REF! | #REF! | #REF! |  |  | #REF! | #REF!
#REF! | #REF! | #REF! | #REF! | #REF! | #REF! | #REF! | #REF! | #REF! | #REF! |  |  | #REF! | #REF!
#REF! | #REF! | #REF! | #REF! | #REF! | #REF! | #REF! | #REF! | #REF! | #REF! |  |  | #REF! | #REF!
#REF! | #REF! | #REF! | #REF! | #REF! | #REF! | #REF! | #REF! | #REF! | #REF! |  |  | #REF! | #REF!
#REF! | #REF! | #REF! | #REF! | #REF! | #REF! | #REF! | #REF! | #REF! | #REF! |  |  | #REF! | #REF!
#REF! | #REF! | #REF! | #REF! | #REF! | #REF! | #REF! | #REF! | #REF! | #REF! |  |  | #REF! | #REF!
#REF! | #REF! | #REF! | #REF! | #REF! | #REF! | #REF! | #REF! | #REF! | #REF! |  |  | #REF! | #REF!
#REF! | #REF! | #REF! | #REF! | #REF! | #REF! | #REF! | #REF! | #REF! | #REF! |  |  | #REF! | #REF!
#REF! | #REF! | #REF! | #REF! | #REF! | #REF! | #REF! | #REF! | #REF! | #REF! |  |  | #REF! | #REF!
#REF! | #REF! | #REF! | #REF! | #REF! | #REF! | #REF! | #REF! | #REF! | #REF! |  |  | #REF! | #REF!
#REF! | #REF! | #REF! | #REF! | #REF! | #REF! | #REF! | #REF! | #REF! | #REF! |  |  | #REF! | #REF!
#REF! | #REF! | #REF! | #REF! | #REF! | #REF! | #REF! | #REF! | #REF! | #REF! |  |  | #REF! | #REF!
#REF! | #REF! | #REF! | #REF! | #REF! | #REF! | #REF! | #REF! | #REF! | #REF! |  |  | #REF! | #REF!
#REF! | #REF! | #REF! | #REF! | #REF! | #REF! | #REF! | #REF! | #REF! | #REF! |  |  | #REF! | #REF!
#REF! | #REF! | #REF! | #REF! | #REF! | #REF! | #REF! | #REF! | #REF! | #REF! |  |  | #REF! | #REF!
#REF! | #REF! | #REF! | #REF! | #REF! | #REF! | #REF! | #REF! | #REF! | #REF! |  |  | #REF! | #REF!
#REF! | #REF! | #REF! | #REF! | #REF! | #REF! | #REF! | #REF! | #REF! | #REF! |  |  | #REF! | #REF!
#REF! | #REF! | #REF! | #REF! | #REF! | #REF! | #REF! | #REF! | #REF! | #REF! |  |  | #REF! | #REF!
#REF! | #REF! | #REF! | #REF! | #REF! | #REF! | #REF! | #REF! | #REF! | #REF! |  |  | #REF! | #REF!
#REF! | #REF! | #REF! | #REF! | #REF! | #REF! | #REF! | #REF! | #REF! | #REF! |  |  | #REF! | #REF!
#REF! | #REF! | #REF! | #REF! | #REF! | #REF! | #REF! | #REF! | #REF! | #REF! |  |  | #REF! | #REF!
#REF! | #REF! | #REF! | #REF! | #REF! | #REF! | #REF! | #REF! | #REF! | #REF! |  |  | #REF! | #REF!
#REF! | #REF! | #REF! | #REF! | #REF! | #REF! | #REF! | #REF! | #REF! | #REF! |  |  | #REF! | #REF!
#REF! | #REF! | #REF! | #REF! | #REF! | #REF! | #REF! | #REF! | #REF! | #REF! |  |  | #REF! | #REF!
#REF! | #REF! | #REF! | #REF! | #REF! | #REF! | #REF! | #REF! | #REF! | #REF! |  |  | #REF! | #REF!
#REF! | #REF! | #REF! | #REF! | #REF! | #REF! | #REF! | #REF! | #REF! | #REF! |  |  | #REF! | #REF!
#REF! | #REF! | #REF! | #REF! | #REF! | #REF! | #REF! | #REF! | #REF! | #REF! |  |  | #REF! | #REF!
#REF! | #REF! | #REF! | #REF! | #REF! | #REF! | #REF! | #REF! | #REF! | #REF! |  |  | #REF! | #REF!
#REF! | #REF! | #REF! | #REF! | #REF! | #REF! | #REF! | #REF! | #REF! | #REF! |  |  | #REF! | #REF!
#REF! | #REF! | #REF! | #REF! | #REF! | #REF! | #REF! | #REF! | #REF! | #REF! |  |  | #REF! | #REF!
#REF! | #REF! | #REF! | #REF! | #REF! | #REF! | #REF! | #REF! | #REF! | #REF! |  |  | #REF! | #REF!
#REF! | #REF! | #REF! | #REF! | #REF! | #REF! | #REF! | #REF! | #REF! | #REF! |  |  | #REF! | #REF!
#REF! | #REF! | #REF! | #REF! | #REF! | #REF! | #REF! | #REF! | #REF! | #REF! |  |  | #REF! | #REF!
#REF! | #REF! | #REF! | #REF! | #REF! | #REF! | #REF! | #REF! | #REF! | #REF! |  |  | #REF! | #REF!
#REF! | #REF! | #REF! | #REF! | #REF! | #REF! | #REF! | #REF! | #REF! | #REF! |  |  | #REF! | #REF!
#REF! | #REF! | #REF! | #REF! | #REF! | #REF! | #REF! | #REF! | #REF! | #REF! |  |  | #REF! | #REF!
#REF! | #REF! | #REF! | #REF! | #REF! | #REF! | #REF! | #REF! | #REF! | #REF! |  |  | #REF! | #REF!
#REF! | #REF! | #REF! | #REF! | #REF! | #REF! | #REF! | #REF! | #REF! | #REF! |  |  | #REF! | #REF!
#REF! | #REF! | #REF! | #REF! | #REF! | #REF! | #REF! | #REF! | #REF! | #REF! |  |  | #REF! | #REF!
#REF! | #REF! | #REF! | #REF! | #REF! | #REF! | #REF! | #REF! | #REF! | #REF! |  |  | #REF! | #REF!
#REF! | #REF! | #REF! | #REF! | #REF! | #REF! | #REF! | #REF! | #REF! | #REF! |  |  | #REF! | #REF!
#REF! | #REF! | #REF! | #REF! | #REF! | #REF! | #REF! | #REF! | #REF! | #REF! |  |  | #REF! | #REF!
#REF! | #REF! | #REF! | #REF! | #REF! | #REF! | #REF! | #REF! | #REF! | #REF! |  |  | #REF! | #REF!
#REF! | #REF! | #REF! | #REF! | #REF! | #REF! | #REF! | #REF! | #REF! | #REF! |  |  | #REF! | #REF!
#REF! | #REF! | #REF! | #REF! | #REF! | #REF! | #REF! | #REF! | #REF! | #REF! |  |  | #REF! | #REF!
#REF! | #REF! | #REF! | #REF! | #REF! | #REF! | #REF! | #REF! | #REF! | #REF! |  |  | #REF! | #REF!
#REF! | #REF! | #REF! | #REF! | #REF! | #REF! | #REF! | #REF! | #REF! | #REF! |  |  | #REF! | #REF!
#REF! | #REF! | #REF! | #REF! | #REF! | #REF! | #REF! | #REF! | #REF! | #REF! |  |  | #REF! | #REF!
#REF! | #REF! | #REF! | #REF! | #REF! | #REF! | #REF! | #REF! | #REF! | #REF! |  |  | #REF! | #REF!
#REF! | #REF! | #REF! | #REF! | #REF! | #REF! | #REF! | #REF! | #REF! | #REF! |  |  | #REF! | #REF!
#REF! | #REF! | #REF! | #REF! | #REF! | #REF! | #REF! | #REF! | #REF! | #REF! |  |  | #REF! | #REF!
#REF! | #REF! | #REF! | #REF! | #REF! | #REF! | #REF! | #REF! | #REF! | #REF! |  |  | #REF! | #REF!
#REF! | #REF! | #REF! | #REF! | #REF! | #REF! | #REF! | #REF! | #REF! | #REF! |  |  | #REF! | #REF!
#REF! | #REF! | #REF! | #REF! | #REF! | #REF! | #REF! | #REF! | #REF! | #REF! |  |  | #REF! | #REF!
#REF! | #REF! | #REF! | #REF! | #REF! | #REF! | #REF! | #REF! | #REF! | #REF! |  |  | #REF! | #REF!
#REF! | #REF! | #REF! | #REF! | #REF! | #REF! | #REF! | #REF! | #REF! | #REF! |  |  | #REF! | #REF!
#REF! | #REF! | #REF! | #REF! | #REF! | #REF! | #REF! | #REF! | #REF! | #REF! |  |  | #REF! | #REF!
#REF! | #REF! | #REF! | #REF! | #REF! | #REF! | #REF! | #REF! | #REF! | #REF! |  |  | #REF! | #REF!
#REF! | #REF! | #REF! | #REF! | #REF! | #REF! | #REF! | #REF! | #REF! | #REF! |  |  | #REF! | #REF!
#REF! | #REF! | #REF! | #REF! | #REF! | #REF! | #REF! | #REF! | #REF! | #REF! |  |  | #REF! | #REF!
#REF! | #REF! | #REF! | #REF! | #REF! | #REF! | #REF! | #REF! | #REF! | #REF! |  |  | #REF! | #REF!
#REF! | #REF! | #REF! | #REF! | #REF! | #REF! | #REF! | #REF! | #REF! | #REF! |  |  | #REF! | #REF!
#REF! | #REF! | #REF! | #REF! | #REF! | #REF! | #REF! | #REF! | #REF! | #REF! |  |  | #REF! | #REF!
#REF! | #REF! | #REF! | #REF! | #REF! | #REF! | #REF! | #REF! | #REF! | #REF! |  |  | #REF! | #REF!
#REF! | #REF! | #REF! | #REF! | #REF! | #REF! | #REF! | #REF! | #REF! | #REF! |  |  | #REF! | #REF!
#REF! | #REF! | #REF! | #REF! | #REF! | #REF! | #REF! | #REF! | #REF! | #REF! |  |  | #REF! | #REF!
#REF! | #REF! | #REF! | #REF! | #REF! | #REF! | #REF! | #REF! | #REF! | #REF! |  |  | #REF! | #REF!
#REF! | #REF! | #REF! | #REF! | #REF! | #REF! | #REF! | #REF! | #REF! | #REF! |  |  | #REF! | #REF!
#REF! | #REF! | #REF! | #REF! | #REF! | #REF! | #REF! | #REF! | #REF! | #REF! |  |  | #REF! | #REF!
#REF! | #REF! | #REF! | #REF! | #REF! | #REF! | #REF! | #REF! | #REF! | #REF! |  |  | #REF! | #REF!
#REF! | #REF! | #REF! | #REF! | #REF! | #REF! | #REF! | #REF! | #REF! | #REF! |  |  | #REF! | #REF!
#REF! | #REF! | #REF! | #REF! | #REF! | #REF! | #REF! | #REF! | #REF! | #REF! |  |  | #REF! | #REF!
#REF! | #REF! | #REF! | #REF! | #REF! | #REF! | #REF! | #REF! | #REF! | #REF! |  |  | #REF! | #REF!
#REF! | #REF! | #REF! | #REF! | #REF! | #REF! | #REF! | #REF! | #REF! | #REF! |  |  | #REF! | #REF!
#REF! | #REF! | #REF! | #REF! | #REF! | #REF! | #REF! | #REF! | #REF! | #REF! |  |  | #REF! | #REF!
#REF! | #REF! | #REF! | #REF! | #REF! | #REF! | #REF! | #REF! | #REF! | #REF! |  |  | #REF! | #REF!
#REF! | #REF! | #REF! | #REF! | #REF! | #REF! | #REF! | #REF! | #REF! | #REF! |  |  | #REF! | #REF!
#REF! | #REF! | #REF! | #REF! | #REF! | #REF! | #REF! | #REF! | #REF! | #REF! |  |  | #REF! | #REF!
#REF! | #REF! | #REF! | #REF! | #REF! | #REF! | #REF! | #REF! | #REF! | #REF! |  |  | #REF! | #REF!
#REF! | #REF! | #REF! | #REF! | #REF! | #REF! | #REF! | #REF! | #REF! | #REF! |  |  | #REF! | #REF!
#REF! | #REF! | #REF! | #REF! | #REF! | #REF! | #REF! | #REF! | #REF! | #REF! |  |  | #REF! | #REF!
#REF! | #REF! | #REF! | #REF! | #REF! | #REF! | #REF! | #REF! | #REF! | #REF! |  |  | #REF! | #REF!
#REF! | #REF! | #REF! | #REF! | #REF! | #REF! | #REF! | #REF! | #REF! | #REF! |  |  | #REF! | #REF!
#REF! | #REF! | #REF! | #REF! | #REF! | #REF! | #REF! | #REF! | #REF! | #REF! |  |  | #REF! | #REF!
#REF! | #REF! | #REF! | #REF! | #REF! | #REF! | #REF! | #REF! | #REF! | #REF! |  |  | #REF! | #REF!
#REF! | #REF! | #REF! | #REF! | #REF! | #REF! | #REF! | #REF! | #REF! | #REF! |  |  | #REF! | #REF!
#REF! | #REF! | #REF! | #REF! | #REF! | #REF! | #REF! | #REF! | #REF! | #REF! |  |  | #REF! | #REF!
#REF! | #REF! | #REF! | #REF! | #REF! | #REF! | #REF! | #REF! | #REF! | #REF! |  |  | #REF! | #REF!
#REF! | #REF! | #REF! | #REF! | #REF! | #REF! | #REF! | #REF! | #REF! | #REF! |  |  | #REF! | #REF!
#REF! | #REF! | #REF! | #REF! | #REF! | #REF! | #REF! | #REF! | #REF! | #REF! |  |  | #REF! | #REF!
#REF! | #REF! | #REF! | #REF! | #REF! | #REF! | #REF! | #REF! | #REF! | #REF! |  |  | #REF! | #REF!
#REF! | #REF! | #REF! | #REF! | #REF! | #REF! | #REF! | #REF! | #REF! | #REF! |  |  | #REF! | #REF!
#REF! | #REF! | #REF! | #REF! | #REF! | #REF! | #REF! | #REF! | #REF! | #REF! |  |  | #REF! | #REF!
#REF! | #REF! | #REF! | #REF! | #REF! | #REF! | #REF! | #REF! | #REF! | #REF! |  |  | #REF! | #REF!
#REF! | #REF! | #REF! | #REF! | #REF! | #REF! | #REF! | #REF! | #REF! | #REF! |  |  | #REF! | #REF!
#REF! | #REF! | #REF! | #REF! | #REF! | #REF! | #REF! | #REF! | #REF! | #REF! |  |  | #REF! | #REF!
#REF! | #REF! | #REF! | #REF! | #REF! | #REF! | #REF! | #REF! | #REF! | #REF! |  |  | #REF! | #REF!
#REF! | #REF! | #REF! | #REF! | #REF! | #REF! | #REF! | #REF! | #REF! | #REF! |  |  | #REF! | #REF!
#REF! | #REF! | #REF! | #REF! | #REF! | #REF! | #REF! | #REF! | #REF! | #REF! |  |  | #REF! | #REF!
#REF! | #REF! | #REF! | #REF! | #REF! | #REF! | #REF! | #REF! | #REF! | #REF! |  |  | #REF! | #REF!
#REF! | #REF! | #REF! | #REF! | #REF! | #REF! | #REF! | #REF! | #REF! | #REF! |  |  | #REF! | #REF!
#REF! | #REF! | #REF! | #REF! | #REF! | #REF! | #REF! | #REF! | #REF! | #REF! |  |  | #REF! | #REF!
#REF! | #REF! | #REF! | #REF! | #REF! | #REF! | #REF! | #REF! | #REF! | #REF! |  |  | #REF! | #REF!
#REF! | #REF! | #REF! | #REF! | #REF! | #REF! | #REF! | #REF! | #REF! | #REF! |  |  | #REF! | #REF!
#REF! | #REF! | #REF! | #REF! | #REF! | #REF! | #REF! | #REF! | #REF! | #REF! |  |  | #REF! | #REF!
#REF! | #REF! | #REF! | #REF! | #REF! | #REF! | #REF! | #REF! | #REF! | #REF! |  |  | #REF! | #REF!
#REF! | #REF! | #REF! | #REF! | #REF! | #REF! | #REF! | #REF! | #REF! | #REF! |  |  | #REF! | #REF!
#REF! | #REF! | #REF! | #REF! | #REF! | #REF! | #REF! | #REF! | #REF! | #REF! |  |  | #REF! | #REF!
#REF! | #REF! | #REF! | #REF! | #REF! | #REF! | #REF! | #REF! | #REF! | #REF! |  |  | #REF! | #REF!
#REF! | #REF! | #REF! | #REF! | #REF! | #REF! | #REF! | #REF! | #REF! | #REF! |  |  | #REF! | #REF!
#REF! | #REF! | #REF! | #REF! | #REF! | #REF! | #REF! | #REF! | #REF! | #REF! |  |  | #REF! | #REF!
#REF! | #REF! | #REF! | #REF! | #REF! | #REF! | #REF! | #REF! | #REF! | #REF! |  |  | #REF! | #REF!
#REF! | #REF! | #REF! | #REF! | #REF! | #REF! | #REF! | #REF! | #REF! | #REF! |  |  | #REF! | #REF!
#REF! | #REF! | #REF! | #REF! | #REF! | #REF! | #REF! | #REF! | #REF! | #REF! |  |  | #REF! | #REF!
#REF! | #REF! | #REF! | #REF! | #REF! | #REF! | #REF! | #REF! | #REF! | #REF! |  |  | #REF! | #REF!
#REF! | #REF! | #REF! | #REF! | #REF! | #REF! | #REF! | #REF! | #REF! | #REF! |  |  | #REF! | #REF!
#REF! | #REF! | #REF! | #REF! | #REF! | #REF! | #REF! | #REF! | #REF! | #REF! |  |  | #REF! | #REF!
#REF! | #REF! | #REF! | #REF! | #REF! | #REF! | #REF! | #REF! | #REF! | #REF! |  |  | #REF! | #REF!
#REF! | #REF! | #REF! | #REF! | #REF! | #REF! | #REF! | #REF! | #REF! | #REF! |  |  | #REF! | #REF!
#REF! | #REF! | #REF! | #REF! | #REF! | #REF! | #REF! | #REF! | #REF! | #REF! |  |  | #REF! | #REF!
#REF! | #REF! | #REF! | #REF! | #REF! | #REF! | #REF! | #REF! | #REF! | #REF! |  |  | #REF! | #REF!
#REF! | #REF! | #REF! | #REF! | #REF! | #REF! | #REF! | #REF! | #REF! | #REF! |  |  | #REF! | #REF!
#REF! | #REF! | #REF! | #REF! | #REF! | #REF! | #REF! | #REF! | #REF! | #REF! |  |  | #REF! | #REF!
#REF! | #REF! | #REF! | #REF! | #REF! | #REF! | #REF! | #REF! | #REF! | #REF! |  |  | #REF! | #REF!
#REF! | #REF! | #REF! | #REF! | #REF! | #REF! | #REF! | #REF! | #REF! | #REF! |  |  | #REF! | #REF!
#REF! | #REF! | #REF! | #REF! | #REF! | #REF! | #REF! | #REF! | #REF! | #REF! |  |  | #REF! | #REF!
#REF! | #REF! | #REF! | #REF! | #REF! | #REF! | #REF! | #REF! | #REF! | #REF! |  |  | #REF! | #REF!
#REF! | #REF! | #REF! | #REF! | #REF! | #REF! | #REF! | #REF! | #REF! | #REF! |  |  | #REF! | #REF!
#REF! | #REF! | #REF! | #REF! | #REF! | #REF! | #REF! | #REF! | #REF! | #REF! |  |  | #REF! | #REF!
#REF! | #REF! | #REF! | #REF! | #REF! | #REF! | #REF! | #REF! | #REF! | #REF! |  |  | #REF! | #REF!
#REF! | #REF! | #REF! | #REF! | #REF! | #REF! | #REF! | #REF! | #REF! | #REF! |  |  | #REF! | #REF!
#REF! | #REF! | #REF! | #REF! | #REF! | #REF! | #REF! | #REF! | #REF! | #REF! |  |  | #REF! | #REF!
#REF! | #REF! | #REF! | #REF! | #REF! | #REF! | #REF! | #REF! | #REF! | #REF! |  |  | #REF! | #REF!
#REF! | #REF! | #REF! | #REF! | #REF! | #REF! | #REF! | #REF! | #REF! | #REF! |  |  | #REF! | #REF!
#REF! | #REF! | #REF! | #REF! | #REF! | #REF! | #REF! | #REF! | #REF! | #REF! |  |  | #REF! | #REF!
#REF! | #REF! | #REF! | #REF! | #REF! | #REF! | #REF! | #REF! | #REF! | #REF! |  |  | #REF! | #REF!
#REF! | #REF! | #REF! | #REF! | #REF! | #REF! | #REF! | #REF! | #REF! | #REF! |  |  | #REF! | #REF!
#REF! | #REF! | #REF! | #REF! | #REF! | #REF! | #REF! | #REF! | #REF! | #REF! |  |  | #REF! | #REF!
#REF! | #REF! | #REF! | #REF! | #REF! | #REF! | #REF! | #REF! | #REF! | #REF! |  |  | #REF! | #REF!
#REF! | #REF! | #REF! | #REF! | #REF! | #REF! | #REF! | #REF! | #REF! | #REF! |  |  | #REF! | #REF!
#REF! | #REF! | #REF! | #REF! | #REF! | #REF! | #REF! | #REF! | #REF! | #REF! |  |  | #REF! | #REF!
#REF! | #REF! | #REF! | #REF! | #REF! | #REF! | #REF! | #REF! | #REF! | #REF! |  |  | #REF! | #REF!
#REF! | #REF! | #REF! | #REF! | #REF! | #REF! | #REF! | #REF! | #REF! | #REF! |  |  | #REF! | #REF!
#REF! | #REF! | #REF! | #REF! | #REF! | #REF! | #REF! | #REF! | #REF! | #REF! |  |  | #REF! | #REF!
#REF! | #REF! | #REF! | #REF! | #REF! | #REF! | #REF! | #REF! | #REF! | #REF! |  |  | #REF! | #REF!
#REF! | #REF! | #REF! | #REF! | #REF! | #REF! | #REF! | #REF! | #REF! | #REF! |  |  | #REF! | #REF!
#REF! | #REF! | #REF! | #REF! | #REF! | #REF! | #REF! | #REF! | #REF! | #REF! |  |  | #REF! | #REF!
#REF! | #REF! | #REF! | #REF! | #REF! | #REF! | #REF! | #REF! | #REF! | #REF! |  |  | #REF! | #REF!
#REF! | #REF! | #REF! | #REF! | #REF! | #REF! | #REF! | #REF! | #REF! | #REF! |  |  | #REF! | #REF!
#REF! | #REF! | #REF! | #REF! | #REF! | #REF! | #REF! | #REF! | #REF! | #REF! |  |  | #REF! | #REF!
#REF! | #REF! | #REF! | #REF! | #REF! | #REF! | #REF! | #REF! | #REF! | #REF! |  |  | #REF! | #REF!
#REF! | #REF! | #REF! | #REF! | #REF! | #REF! | #REF! | #REF! | #REF! | #REF! |  |  | #REF! | #REF!
#REF! | #REF! | #REF! | #REF! | #REF! | #REF! | #REF! | #REF! | #REF! | #REF! |  |  | #REF! | #REF!
#REF! | #REF! | #REF! | #REF! | #REF! | #REF! | #REF! | #REF! | #REF! | #REF! |  |  | #REF! | #REF!
#REF! | #REF! | #REF! | #REF! | #REF! | #REF! | #REF! | #REF! | #REF! | #REF! |  |  | #REF! | #REF!
#REF! | #REF! | #REF! | #REF! | #REF! | #REF! | #REF! | #REF! | #REF! | #REF! |  |  | #REF! | #REF!
#REF! | #REF! | #REF! | #REF! | #REF! | #REF! | #REF! | #REF! | #REF! | #REF! |  |  | #REF! | #REF!
#REF! | #REF! | #REF! | #REF! | #REF! | #REF! | #REF! | #REF! | #REF! | #REF! |  |  | #REF! | #REF!
#REF! | #REF! | #REF! | #REF! | #REF! | #REF! | #REF! | #REF! | #REF! | #REF! |  |  | #REF! | #REF!
#REF! | #REF! | #REF! | #REF! | #REF! | #REF! | #REF! | #REF! | #REF! | #REF! |  |  | #REF! | #REF!
#REF! | #REF! | #REF! | #REF! | #REF! | #REF! | #REF! | #REF! | #REF! | #REF! |  |  | #REF! | #REF!
#REF! | #REF! | #REF! | #REF! | #REF! | #REF! | #REF! | #REF! | #REF! | #REF! |  |  | #REF! | #REF!
#REF! | #REF! | #REF! | #REF! | #REF! | #REF! | #REF! | #REF! | #REF! | #REF! |  |  | #REF! | #REF!
#REF! | #REF! | #REF! | #REF! | #REF! | #REF! | #REF! | #REF! | #REF! | #REF! |  |  | #REF! | #REF!
#REF! | #REF! | #REF! | #REF! | #REF! | #REF! | #REF! | #REF! | #REF! | #REF! |  |  | #REF! | #REF!
#REF! | #REF! | #REF! | #REF! | #REF! | #REF! | #REF! | #REF! | #REF! | #REF! |  |  | #REF! | #REF!
#REF! | #REF! | #REF! | #REF! | #REF! | #REF! | #REF! | #REF! | #REF! | #REF! |  |  | #REF! | #REF!
#REF! | #REF! | #REF! | #REF! | #REF! | #REF! | #REF! | #REF! | #REF! | #REF! |  |  | #REF! | #REF!
#REF! | #REF! | #REF! | #REF! | #REF! | #REF! | #REF! | #REF! | #REF! | #REF! |  |  | #REF! | #REF!
#REF! | #REF! | #REF! | #REF! | #REF! | #REF! | #REF! | #REF! | #REF! | #REF! |  |  | #REF! | #REF!
#REF! | #REF! | #REF! | #REF! | #REF! | #REF! | #REF! | #REF! | #REF! | #REF! |  |  | #REF! | #REF!
#REF! | #REF! | #REF! | #REF! | #REF! | #REF! | #REF! | #REF! | #REF! | #REF! |  |  | #REF! | #REF!
#REF! | #REF! | #REF! | #REF! | #REF! | #REF! | #REF! | #REF! | #REF! | #REF! |  |  | #REF! | #REF!
#REF! | #REF! | #REF! | #REF! | #REF! | #REF! | #REF! | #REF! | #REF! | #REF! |  |  | #REF! | #REF!
#REF! | #REF! | #REF! | #REF! | #REF! | #REF! | #REF! | #REF! | #REF! | #REF! |  |  | #REF! | #REF!
#REF! | #REF! | #REF! | #REF! | #REF! | #REF! | #REF! | #REF! | #REF! | #REF! |  |  | #REF! | #REF!
#REF! | #REF! | #REF! | #REF! | #REF! | #REF! | #REF! | #REF! | #REF! | #REF! |  |  | #REF! | #REF!
#REF! | #REF! | #REF! | #REF! | #REF! | #REF! | #REF! | #REF! | #REF! | #REF! |  |  | #REF! | #REF!
#REF! | #REF! | #REF! | #REF! | #REF! | #REF! | #REF! | #REF! | #REF! | #REF! |  |  | #REF! | #REF!
#REF! | #REF! | #REF! | #REF! | #REF! | #REF! | #REF! | #REF! | #REF! | #REF! |  |  | #REF! | #REF!
#REF! | #REF! | #REF! | #REF! | #REF! | #REF! | #REF! | #REF! | #REF! | #REF! |  |  | #REF! | #REF!
#REF! | #REF! | #REF! | #REF! | #REF! | #REF! | #REF! | #REF! | #REF! | #REF! |  |  | #REF! | #REF!
#REF! | #REF! | #REF! | #REF! | #REF! | #REF! | #REF! | #REF! | #REF! | #REF! |  |  | #REF! | #REF!
#REF! | #REF! | #REF! | #REF! | #REF! | #REF! | #REF! | #REF! | #REF! | #REF! |  |  | #REF! | #REF!
#REF! | #REF! | #REF! | #REF! | #REF! | #REF! | #REF! | #REF! | #REF! | #REF! |  |  | #REF! | #REF!
#REF! | #REF! | #REF! | #REF! | #REF! | #REF! | #REF! | #REF! | #REF! | #REF! |  |  | #REF! | #REF!
#REF! | #REF! | #REF! | #REF! | #REF! | #REF! | #REF! | #REF! | #REF! | #REF! |  |  | #REF! | #REF!
#REF! | #REF! | #REF! | #REF! | #REF! | #REF! | #REF! | #REF! | #REF! | #REF! |  |  | #REF! | #REF!
#REF! | #REF! | #REF! | #REF! | #REF! | #REF! | #REF! | #REF! | #REF! | #REF! |  |  | #REF! | #REF!
#REF! | #REF! | #REF! | #REF! | #REF! | #REF! | #REF! | #REF! | #REF! | #REF! |  |  | #REF! | #REF!
#REF! | #REF! | #REF! | #REF! | #REF! | #REF! | #REF! | #REF! | #REF! | #REF! |  |  | #REF! | #REF!
#REF! | #REF! | #REF! | #REF! | #REF! | #REF! | #REF! | #REF! | #REF! | #REF! |  |  | #REF! | #REF!
#REF! | #REF! | #REF! | #REF! | #REF! | #REF! | #REF! | #REF! | #REF! | #REF! |  |  | #REF! | #REF!
#REF! | #REF! | #REF! | #REF! | #REF! | #REF! | #REF! | #REF! | #REF! | #REF! |  |  | #REF! | #REF!
#REF! | #REF! | #REF! | #REF! | #REF! | #REF! | #REF! | #REF! | #REF! | #REF! |  |  | #REF! | #REF!
#REF! | #REF! | #REF! | #REF! | #REF! | #REF! | #REF! | #REF! | #REF! | #REF! |  |  | #REF! | #REF!
#REF! | #REF! | #REF! | #REF! | #REF! | #REF! | #REF! | #REF! | #REF! | #REF! |  |  | #REF! | #REF!
#REF! | #REF! | #REF! | #REF! | #REF! | #REF! | #REF! | #REF! | #REF! | #REF! |  |  | #REF! | #REF!
#REF! | #REF! | #REF! | #REF! | #REF! | #REF! | #REF! | #REF! | #REF! | #REF! |  |  | #REF! | #REF!
#REF! | #REF! | #REF! | #REF! | #REF! | #REF! | #REF! | #REF! | #REF! | #REF! |  |  | #REF! | #REF!
#REF! | #REF! | #REF! | #REF! | #REF! | #REF! | #REF! | #REF! | #REF! | #REF! |  |  | #REF! | #REF!
#REF! | #REF! | #REF! | #REF! | #REF! | #REF! | #REF! | #REF! | #REF! | #REF! |  |  | #REF! | #REF!
#REF! | #REF! | #REF! | #REF! | #REF! | #REF! | #REF! | #REF! | #REF! | #REF! |  |  | #REF! | #REF!
#REF! | #REF! | #REF! | #REF! | #REF! | #REF! | #REF! | #REF! | #REF! | #REF! |  |  | #REF! | #REF!
#REF! | #REF! | #REF! | #REF! | #REF! | #REF! | #REF! | #REF! | #REF! | #REF! |  |  | #REF! | #REF!
| Total |  |  |  | #REF! | #REF! | #REF! | #REF! | #REF! | 0 | 0 | #REF! | #REF!
`

## F5 (T)
Maharashtra State Power Generation Company Ltd.
MYT Petition Formats for Khaperkheda Unit 1-4
Form 5= Form 5.1 (E) + Form 5.1 (N) : Total Assets & Depreciation for assets
(A) Gross Fixed Assets
(Rs. Crore)
| Sr. No. | Particulars | FY 2022-23 |  |  |  |  | FY 2023-24 |  |  |  |  | FY 2024-25 |  |  |  |  | FY 2025-26
|  |  | Actual |  |  |  |  | Actual |  |  |  |  | Estimated |  |  |  |  | Projected
|  |  | Balance at the beginning of the year | Additions during the year | Retirement of assets during the year | Asset not in use | Balance at the end of the year | Balance at the beginning of the year | Additions during the year | Retirement of assets during the year | Asset not in use | Balance at the end of the year | Balance at the beginning of the year | Additions during the year | Retirement of assets during the year | Asset not in use | Balance at the end of the year | Balance at the beginning of the year | Additions during the year | Retirement of assets during the year | Asset not in use | Balance at the end of the year
|  |  | (a) | (b) | (c) | (d) | (e) = (a)+(b)-(c)-(d) | (e) | (f) | (g) | (h) | (i) = (e)+(f)-(g)-(h) | (i) | (j) | (k) | (l) | (m) = (i)+(j)-(k)-(l) | (m) | (n) | (o) | (p) | (q) = (m)+(n)-(o)-(p)
| 1 | Land & Rights | 6.46 | 0.4072 | 0 | 0 | 6.8672 | 6.8672 | 0 | 0 | 0 | 6.8672 | 6.8672 | 0 | 0 | 0 | 6.8672 | 6.8672 | 0 | 0 | 0 | 6.8672
| 2 | Buildings | 165.7242 | 0 | 1.0287 | 0 | 164.6955 | 164.6955 | 0 | 0.029414 | 0 | 164.666 | 164.666 | 0 | 0 | 0 | 164.666 | 164.666 | 0 | 0 | 0 | 164.666
| 3 | Cooling Towers and Circulating Water Systems | 0 | 0 | 0 | 0 | 0 | 0 | 0 | 0 | 0 | 0 | 0 | 0 | 0 | 0 | 0 | 0 | 3.2433 | 0 | 0 | 3.2433
| 4 | Hydraulic works | 139.6812 | 0 | 0 | 0 | 139.6812 | 139.6812 | 0 | 0 | 0 | 139.6812 | 139.6812 | 0 | 0 | 0 | 139.6812 | 139.6812 | 0 | 0 | 0 | 139.6812
| 5 | Other & Civil work | 242.485 | 4.2293 | 0 | 0 | 246.7144 | 246.7144 | 0.023832 | 0.95225 | 0 | 245.7859 | 245.7859 | 1.27 | 0 | 0 | 247.0559 | 247.0559 | 10.76 | 0 | 0 | 257.8159
| 6 | Plant & Machinery | 2017.7919 | 36.2489 | 0 | 0 | 2054.0408 | 2054.0408 | 99.2624 | 0 | 0 | 2153.3032 | 2153.3032 | 600.29 | 0 | 0 | 2753.5932 | 2753.5932 | 206.7933 | 0 | 0 | 2960.3865
| 7 | Batteries | 1.279 | 0 | 0 | 0 | 1.279 | 1.279 | 0 | 0 | 0 | 1.279 | 1.279 | 0 | 0 | 0 | 1.279 | 1.279 | 0 | 0 | 0 | 1.279
| 8 | Air Conditioning | 0.40324 | 0 | 0 | 0 | 0.40324 | 0.40324 | 0 | 0 | 0 | 0.40324 | 0.40324 | 0 | 0 | 0 | 0.40324 | 0.40324 | 0 | 0 | 0 | 0.40324
| 9 | Lines & cable Network | 32.6872 | 0 | 0 | 0 | 32.6872 | 32.6872 | 0 | 0 | 0 | 32.6872 | 32.6872 | 0 | 0 | 0 | 32.6872 | 32.6872 | 0 | 0 | 0 | 32.6872
| 10 | Vehicles | 3.3111 | 2.1847 | 0 | 0 | 5.4957 | 5.4957 | 12.0596 | 0 | 0 | 17.5553 | 17.5553 | 0 | 0 | 0 | 17.5553 | 17.5553 | 0 | 0 | 0 | 17.5553
| 11 | Furniture & Fixtures | 2.6076 | 0.084353 | 0.0035527 | 0 | 2.6884 | 2.6884 | 0.0086842 | 0 | 0 | 2.6971 | 2.6971 | 0 | 0 | 0 | 2.6971 | 2.6971 | 0 | 0 | 0 | 2.6971
| 12 | Office Equipment | 4.2652 | 0.009879 | 0 | 0 | 4.2751 | 4.2751 | 0.7243 | 0 | 0 | 4.9994 | 4.9994 | 0 | 0 | 0 | 4.9994 | 4.9994 | 0 | 0 | 0 | 4.9994
| 13 | Communication Equipments | 0 | 0 | 0 | 0 | 0 | 0 | 0 | 0 | 0 | 0 | 0 | 0 | 0 | 0 | 0 | 0 | 0 | 0 | 0 | 0
| 14 | I.T. Equipment | 0.87257 | 0 | 0 | 0 | 0.87257 | 0.87257 | 0 | 0 | 0 | 0.87257 | 0.87257 | 0 | 0 | 0 | 0.87257 | 0.87257 | 0 | 0 | 0 | 0.87257
| 15 | Software | -0.41437 | 0 | 0 | 0 | -0.41437 | -0.41437 | 0 | 0 | 0 | -0.41437 | -0.41437 | 0 | 0 | 0 | -0.41437 | -0.41437 | 0 | 0 | 0 | -0.41437
| 16 | Intangibles | 0 | 0 | 0 | 0 | 0 | 0 | 0 | 0 | 0 | 0 | 0 | 0 | 0 | 0 | 0 | 0 | 0 | 0 | 0 | 0
| 17 | RIGHT TO USE OF KGSC LEASE ASSET STAGE I & II | 0 | 0 | 0 | 0 | 0 | 0 | 0 | 0 | 0 | 0 | 0 | 0 | 0 | 0 | 0 | 0 | 0 | 0 | 0 | 0
|  | Total | 2617.154 | 43.1643 | 1.0323 | 0 | 2659.2859 | 2659.2859 | 112.0788 | 0.98167 | 0 | 2770.3831 | 2770.3831 | 601.56 | 0 | 0 | 3371.9431 | 3371.9431 | 220.7967 | 0 | 0 | 3592.7397
Note: Documentary evidence of all assets put to use during the completed Years shall be provided with this format
(Rs. Crore)
| Sr. No. | Particulars | FY 2026-27 |  |  |  |  | FY 2027-28 |  |  |  |  | FY 2028-29 |  |  |  |  | FY 2029-30
|  |  | Projected |  |  |  |  | Projected |  |  |  |  | Projected |  |  |  |  | Projected
|  |  | Balance at the beginning of the year | Additions during the year | Retirement of assets during the year | Asset not in use | Balance at the end of the year | Balance at the beginning of the year | Additions during the year | Retirement of assets during the year | Asset not in use | Balance at the end of the year | Balance at the beginning of the year | Additions during the year | Retirement of assets during the year | Asset not in use | Balance at the end of the year | Balance at the beginning of the year | Additions during the year | Retirement of assets during the year | Asset not in use | Balance at the end of the year
|  |  | (q) | (r) | (s) | (t) | (u) = (q)+(r)-(s)-(t) | (u) | (v) | (w) | (x) | (y) = (u)+(v)-(w)-(x) | (y) | (z) | (aa) | (ab) | (ac) = (y)+(z)-(aa)-(ab) | (ac) | (ad) | (ae) | (af) | (ag) = (ac)+(ad)-(ae)-(af)
| 1 | Land & Rights | 6.8672 | 0 | 0 | 0 | 6.8672 | 6.8672 | 0 | 0 | 0 | 6.8672 | 6.8672 | 0 | 0 | 0 | 6.8672 | 6.8672 | 0 | 0 | 0 | 6.8672
| 2 | Buildings | 164.666 | 0 | 0 | 0 | 164.666 | 164.666 | 0 | 0 | 0 | 164.666 | 164.666 | 0 | 0 | 0 | 164.666 | 164.666 | 0 | 0 | 0 | 164.666
| 3 | Cooling Towers and Circulating Water Systems | 3.2433 | 0.3025 | 0 | 0 | 3.5458 | 3.5458 | 0 | 0 | 0 | 3.5458 | 3.5458 | 0 | 0 | 0 | 3.5458 | 3.5458 | 0 | 0 | 0 | 3.5458
| 4 | Hydraulic works | 139.6812 | 0 | 0 | 0 | 139.6812 | 139.6812 | 0 | 0 | 0 | 139.6812 | 139.6812 | 0 | 0 | 0 | 139.6812 | 139.6812 | 0 | 0 | 0 | 139.6812
| 5 | Other & Civil work | 257.8159 | 112.23 | 0 | 0 | 370.0459 | 370.0459 | 9 | 0 | 0 | 379.0459 | 379.0459 | 0 | 0 | 0 | 379.0459 | 379.0459 | 0 | 0 | 0 | 379.0459
| 6 | Plant & Machinery | 2960.3865 | 163.1875 | 0 | 0 | 3123.574 | 3123.574 | 379.745 | 0 | 0 | 3503.319 | 3503.319 | 143.28 | 0 | 0 | 3646.599 | 3646.599 | 180.8 | 0 | 0 | 3827.399
| 7 | Batteries | 1.279 | 0 | 0 | 0 | 1.279 | 1.279 | 0 | 0 | 0 | 1.279 | 1.279 | 0 | 0 | 0 | 1.279 | 1.279 | 0 | 0 | 0 | 1.279
| 8 | Air Conditioning | 0.40324 | 0 | 0 | 0 | 0.40324 | 0.40324 | 0 | 0 | 0 | 0.40324 | 0.40324 | 0 | 0 | 0 | 0.40324 | 0.40324 | 0 | 0 | 0 | 0.40324
| 9 | Lines & cable Network | 32.6872 | 0 | 0 | 0 | 32.6872 | 32.6872 | 0 | 0 | 0 | 32.6872 | 32.6872 | 0 | 0 | 0 | 32.6872 | 32.6872 | 0 | 0 | 0 | 32.6872
| 10 | Vehicles | 17.5553 | 0 | 0 | 0 | 17.5553 | 17.5553 | 0 | 0 | 0 | 17.5553 | 17.5553 | 0 | 0 | 0 | 17.5553 | 17.5553 | 0 | 0 | 0 | 17.5553
| 11 | Furniture & Fixtures | 2.6971 | 0 | 0 | 0 | 2.6971 | 2.6971 | 0 | 0 | 0 | 2.6971 | 2.6971 | 0 | 0 | 0 | 2.6971 | 2.6971 | 0 | 0 | 0 | 2.6971
| 12 | Office Equipment | 4.9994 | 0 | 0 | 0 | 4.9994 | 4.9994 | 0 | 0 | 0 | 4.9994 | 4.9994 | 0 | 0 | 0 | 4.9994 | 4.9994 | 0 | 0 | 0 | 4.9994
| 13 | Communication Equipments | 0 | 0 | 0 | 0 | 0 | 0 | 0 | 0 | 0 | 0 | 0 | 0 | 0 | 0 | 0 | 0 | 0 | 0 | 0 | 0
| 14 | I.T. Equipment | 0.87257 | 0 | 0 | 0 | 0.87257 | 0.87257 | 0 | 0 | 0 | 0.87257 | 0.87257 | 0 | 0 | 0 | 0.87257 | 0.87257 | 0 | 0 | 0 | 0.87257
| 15 | Software | -0.41437 | 0 | 0 | 0 | -0.41437 | -0.41437 | 0 | 0 | 0 | -0.41437 | -0.41437 | 0 | 0 | 0 | -0.41437 | -0.41437 | 0 | 0 | 0 | -0.41437
| 16 | Intangibles | 0 | 0 | 0 | 0 | 0 | 0 | 0 | 0 | 0 | 0 | 0 | 0 | 0 | 0 | 0 | 0 | 0 | 0 | 0 | 0
| 17 | RIGHT TO USE OF KGSC LEASE ASSET STAGE I & II | 0 | 0 | 0 | 0 | 0 | 0 | 0 | 0 | 0 | 0 | 0 | 0 | 0 | 0 | 0 | 0 | 0 | 0 | 0 | 0
|  | Total | 3592.7397 | 275.72 | 0 | 0 | 3868.4597 | 3868.4597 | 388.745 | 0 | 0 | 4257.2047 | 4257.2047 | 143.28 | 0 | 0 | 4400.4847 | 4400.4847 | 180.8 | 0 | 0 | 4581.2847
(B) Depreciation
(Rs. Crore)
| Sr. No. | Particulars | FY 2022-23 |  |  |  |  | FY 2023-24 |  |  |  |  | FY 2024-25 |  |  |  |  | FY 2025-26
|  |  | Actual |  |  |  |  | Actual |  |  |  |  | Estimated |  |  |  |  | Projected
Dep rate |  |  | Accumulated depreciation at the beginning of the year | Additions during the year | Withdrawals during the year | Asset not in use | Accumulated depreciation at the end of the year | Accumulated depreciation at the beginning of the year | Additions during the year | Withdrawals during the year | Asset not in use | Accumulated depreciation at the end of the year | Accumulated depreciation at the beginning of the year | Additions during the year | Withdrawals during the year | Asset not in use | Accumulated depreciation at the end of the year | Accumulated depreciation at the beginning of the year | Additions during the year | Withdrawals during the year | Asset not in use | Accumulated depreciation at the end of the year
|  |  | (a) | (b) | (c) | (d) | (e) = (a)+(b)-(c)-(d) | (e) | (f) | (g) | (h) | (i) = (e)+(f)-(g)-(h) | (i) | (j) | (k) | (l) | (m) = (i)+(j)-(k)-(l) | (m) | (n) | (o) | (p) | (q) = (m)+(n)-(o)-(p)
| 1 | Land & Rights | 0 | 0 | 0 | 0 | 0 | 0 | 0 | 0 | 0 | 0 | 0 | 0 | 0 | 0 | 0 | 0 | 0 | 0 | 0 | 0
| 2 | Buildings | 132.0592 | 1.322 | 0.81977 | 0 | 132.5614 | 132.5614 | 1.3131 | 0.023675 | 0 | 133.8508 | 133.8508 | 1.3128 | 0 | 0 | 135.1637 | 135.1637 | 1.3128 | 0 | 0 | 136.4765
| 3 | Cooling Towers and Circulating Water Systems | 0 | 0 | 0 | 0 | 0 | 0 | 0 | 0 | 0 | 0 | 0 | 0 | 0 | 0 | 0 | 0 | 0.083486 | 0 | 0 | 0.083486
| 4 | Hydraulic works | 108.788 | 1.309 | 0 | 0 | 110.097 | 110.097 | 1.309 | 0 | 0 | 111.4061 | 111.4061 | 1.309 | 0 | 0 | 112.7151 | 112.7151 | 1.309 | 0 | 0 | 114.0242
| 5 | Other & Civil work | 171.5554 | 3.9048 | 0 | 0 | 175.4602 | 175.4602 | 3.9066 | 0.67723 | 0 | 178.6896 | 178.6896 | 3.9948 | 0 | 0 | 182.6844 | 182.6844 | 4.1745 | 0 | 0 | 186.8589
| 6 | Plant & Machinery | 1634.4806 | 16.5634 | 0 | 0 | 1651.0441 | 1651.0441 | 24.0521 | 0 | 0 | 1675.0962 | 1675.0962 | 129.5421 | 0 | 0 | 1804.6383 | 1804.6383 | 150.3828 | 0 | 0 | 1955.0211
| 7 | Batteries | 0.5315 | 0.23021 | 0 | 0 | 0.76171 | 0.76171 | 0.23021 | 0 | 0 | 0.99193 | 0.99193 | 0.014561 | 0 | 0 | 1.0065 | 1.0065 | 0.014561 | 0 | 0 | 1.021
| 8 | Air Conditioning | 0.038138 | 0.021291 | 0 | 0 | 0.059429 | 0.059429 | 0.021291 | 0 | 0 | 0.08072 | 0.08072 | 0.021291 | 0 | 0 | 0.10201 | 0.10201 | 0.021291 | 0 | 0 | 0.1233
| 9 | Lines & cable Network | 28.5315 | 0.068604 | 0 | 0 | 28.6001 | 28.6001 | 0.068604 | 0 | 0 | 28.6687 | 28.6687 | 0.068604 | 0 | 0 | 28.7373 | 28.7373 | 0.068604 | 0 | 0 | 28.8059
| 10 | Vehicles | 1.3035 | 0.41832 | 0 | 0 | 1.7218 | 1.7218 | 1.0949 | 0 | 0 | 2.8168 | 2.8168 | 1.6678 | 0 | 0 | 4.4845 | 4.4845 | 1.6678 | 0 | 0 | 6.1523
| 11 | Furniture & Fixtures | 1.7198 | 0.054374 | 0.002343 | 0 | 1.7718 | 1.7718 | 0.054957 | 0 | 0 | 1.8268 | 1.8268 | 0.054957 | 0 | 0 | 1.8817 | 1.8817 | 0.054957 | 0 | 0 | 1.9367
| 12 | Office Equipment | 2.9212 | 0.071645 | 0 | 0 | 2.9929 | 2.9929 | 0.29354 | 0 | 0 | 3.2864 | 3.2864 | 0.11099 | 0 | 0 | 3.3974 | 3.3974 | 0.11099 | 0 | 0 | 3.5084
| 13 | Communication Equipments | 0 | 0 | 0 | 0 | 0 | 0 | 0 | 0 | 0 | 0 | 0 | 0 | 0 | 0 | 0 | 0 | 0 | 0 | 0 | 0
| 14 | I.T. Equipment | 0.23219 | 0.13088 | 0 | 0 | 0.36307 | 0.36307 | 0.13088 | 0 | 0 | 0.49396 | 0.49396 | 0.13088 | 0 | 0 | 0.62484 | 0.62484 | 0.024949 | 0 | 0 | 0.64979
| 15 | Software | -0.18708 | -0.12431 | 0 | 0 | -0.31139 | -0.31139 | 0 | 0 | 0 | -0.31139 | -0.31139 | 0 | 0 | 0 | -0.31139 | -0.31139 | 0 | 0 | 0 | -0.31139
| 16 | Intangibles | 0 | 0 | 0 | 0 | 0 | 0 | 0 | 0 | 0 | 0 | 0 | 0 | 0 | 0 | 0 | 0 | 0 | 0 | 0 | 0
| 17 | RIGHT TO USE OF KGSC LEASE ASSET STAGE I & II | 0 | 0 | 0 | 0 | 0 | 0 | 0 | 0 | 0 | 0 | 0 | 0 | 0 | 0 | 0 | 0 | 0 | 0 | 0 | 0
|  | Total | 2081.974 | 23.9703 | 0.82211 | 0 | 2105.1222 | 2105.1222 | 32.4753 | 0.70091 | 0 | 2136.8966 | 2136.8966 | 138.2278 | 0 | 0 | 2275.1244 | 2275.1244 | 159.2257 | 0 | 0 | 2434.3501
Balance useful life
Note: 1. Documentary evidence of all assets put to use during the Year shall be provided with this format
2. Generation Company shall submit certification from the Statutory Auditor for the capping of depreciation at ninety per cent of the allowable capital cost of the asset
(Rs. Crore)
| Sr. No. | Particulars | FY 2026-27 |  |  |  |  | FY 2027-28 |  |  |  |  | FY 2028-29 |  |  |  |  | FY 2029-30
|  |  | Projected |  |  |  |  | Projected |  |  |  |  | Projected |  |  |  |  | Projected
|  |  | Accumulated depreciation at the beginning of the year | Additions during the year | Withdrawals during the year | Asset not in use | Accumulated depreciation at the end of the year | Balance at the beginning of the year | Additions during the year | Retirement of assets during the year | Asset not in use | Balance at the end of the year | Balance at the beginning of the year | Additions during the year | Retirement of assets during the year | Asset not in use | Balance at the end of the year | Balance at the beginning of the year | Additions during the year | Retirement of assets during the year | Asset not in use | Balance at the end of the year
|  |  | (y) | (z) | (aa) | (ab) | (ac) = (y)+(z)-(aa)-(ab) | (y) | (z) | (aa) | (ab) | (ac) = (y)+(z)-(aa)-(ab) | (y) | (z) | (aa) | (ab) | (ac) = (y)+(z)-(aa)-(ab) | (y) | (z) | (aa) | (ab) | (ac) = (y)+(z)-(aa)-(ab)
| 1 | Land & Rights | 0 | 0 | 0 | 0 | 0 | 0 | 0 | 0 | 0 | 0 | 0 | 0 | 0 | 0 | 0 | 0 | 0 | 0 | 0 | 0
| 2 | Buildings | 136.4765 | 1.3128 | 0 | 0 | 137.7893 | 137.7893 | 1.3128 | 0 | 0 | 139.1022 | 139.1022 | 1.3128 | 0 | 0 | 140.415 | 140.415 | 1.3128 | 0 | 0 | 141.7279
| 3 | Cooling Towers and Circulating Water Systems | 0.083486 | 0.17336 | 0 | 0 | 0.25684 | 0.25684 | 0.17974 | 0 | 0 | 0.43658 | 0.43658 | 0.17974 | 0 | 0 | 0.61632 | 0.61632 | 0.17974 | 0 | 0 | 0.79606
| 4 | Hydraulic works | 114.0242 | 1.309 | 0 | 0 | 115.3332 | 115.3332 | 1.309 | 0 | 0 | 116.6422 | 116.6422 | 1.309 | 0 | 0 | 117.9513 | 117.9513 | 1.309 | 0 | 0 | 119.2603
| 5 | Other & Civil work | 186.8589 | 6.2284 | 0 | 0 | 193.0873 | 193.0873 | 8.2529 | 0 | 0 | 201.3402 | 201.3402 | 8.4032 | 0 | 0 | 209.7435 | 209.7435 | 8.4032 | 0 | 0 | 218.1467
| 6 | Plant & Machinery | 1955.0211 | 78.5049 | 0 | 0 | 2033.526 | 2033.526 | 89.9435 | 0 | 0 | 2123.4695 | 2123.4695 | 100.9487 | 0 | 0 | 2224.4182 | 2224.4182 | 107.7868 | 0 | 0 | 2332.205
| 7 | Batteries | 1.021 | 0.014561 | 0 | 0 | 1.0356 | 1.0356 | 0.014561 | 0 | 0 | 1.0502 | 1.0502 | 0.014561 | 0 | 0 | 1.0647 | 1.0647 | 0.014561 | 0 | 0 | 1.0793
| 8 | Air Conditioning | 0.1233 | 0.021291 | 0 | 0 | 0.14459 | 0.14459 | 0.021291 | 0 | 0 | 0.16589 | 0.16589 | 0.021291 | 0 | 0 | 0.18718 | 0.18718 | 0.021291 | 0 | 0 | 0.20847
| 9 | Lines & cable Network | 28.8059 | 0.068604 | 0 | 0 | 28.8745 | 28.8745 | 0.068604 | 0 | 0 | 28.9431 | 28.9431 | 0.068604 | 0 | 0 | 29.0117 | 29.0117 | 0.068604 | 0 | 0 | 29.0803
| 10 | Vehicles | 6.1523 | 1.6678 | 0 | 0 | 7.82 | 7.82 | 1.6678 | 0 | 0 | 9.4878 | 9.4878 | 1.6678 | 0 | 0 | 11.1556 | 11.1556 | 0.78325 | 0 | 0 | 11.9388
| 11 | Furniture & Fixtures | 1.9367 | 0.054957 | 0 | 0 | 1.9916 | 1.9916 | 0.054957 | 0 | 0 | 2.0466 | 2.0466 | 0.054957 | 0 | 0 | 2.1016 | 2.1016 | 0.054957 | 0 | 0 | 2.1565
| 12 | Office Equipment | 3.5084 | 0.11099 | 0 | 0 | 3.6194 | 3.6194 | 0.11099 | 0 | 0 | 3.7304 | 3.7304 | 0.11099 | 0 | 0 | 3.8414 | 3.8414 | 0.11099 | 0 | 0 | 3.9523
| 13 | Communication Equipments | 0 | 0 | 0 | 0 | 0 | 0 | 0 | 0 | 0 | 0 | 0 | 0 | 0 | 0 | 0 | 0 | 0 | 0 | 0 | 0
| 14 | I.T. Equipment | 0.64979 | 0.024949 | 0 | 0 | 0.67474 | 0.67474 | 0.024949 | 0 | 0 | 0.69969 | 0.69969 | 0.024949 | 0 | 0 | 0.72464 | 0.72464 | 0.024949 | 0 | 0 | 0.74958
| 15 | Software | -0.31139 | 0 | 0 | 0 | -0.31139 | -0.31139 | 0 | 0 | 0 | -0.31139 | -0.31139 | 0 | 0 | 0 | -0.31139 | -0.31139 | 0 | 0 | 0 | -0.31139
| 16 | Intangibles | 0 | 0 | 0 | 0 | 0 | 0 | 0 | 0 | 0 | 0 | 0 | 0 | 0 | 0 | 0 | 0 | 0 | 0 | 0 | 0
| 17 | RIGHT TO USE OF KGSC LEASE ASSET STAGE I & II | 0 | 0 | 0 | 0 | 0 | 0 | 0 | 0 | 0 | 0 | 0 | 0 | 0 | 0 | 0 | 0 | 0 | 0 | 0 | 0
|  | Total | 2434.3501 | 89.4917 | 0 | 0 | 2523.8417 | 2523.8417 | 102.9611 | 0 | 0 | 2626.8029 | 2626.8029 | 114.1167 | 0 | 0 | 2740.9196 | 2740.9196 | 120.0703 | 0 | 0 | 2860.9898
(C ) Net Fixed Assets
(Rs. Crore)
| Sr. No. | Particulars | FY 2022-23 |  |  |  |  | FY 2023-24 |  |  |  |  | FY 2024-25 |  |  |  |  | FY 2025-26
|  |  | Actual |  |  |  |  | Actual |  |  |  |  | Estimated |  |  |  |  | Projected
|  |  | Balance at the beginning of the year | Additions during the year | Withdrawals during the year | Asset not in use | Balance at the end of the year | Balance at the beginning of the year | Additions during the year | Withdrawals during the year | Asset not in use | Balance at the end of the year | Balance at the beginning of the year | Additions during the year | Withdrawals during the year | Asset not in use | Balance at the end of the year | Balance at the beginning of the year | Additions during the year | Withdrawals during the year | Asset not in use | Balance at the end of the year
|  |  | (a) | (b) | (c) | (d) | (e) = (a)+(b)-(c)-(d) | (e) | (f) | (g) | (h) | (i) = (e)+(f)-(g)-(h) | (q) | (r) | (s) | (t) | (u) = (q)+(r)-(s)-(t) | (u) | (v) | (w) | (x) | (y) = (u)+(v)-(w)-(x)
| 1 | Land & Rights | 6.46 | 0.4072 | 0 | 0 | 6.8672 | 6.8672 | 0 | 0 | 0 | 6.8672 | 6.8672 | 0 | 0 | 0 | 6.8672 | 6.8672 | 0 | 0 | 0 | 6.8672
| 2 | Buildings | 33.665 | -1.322 | 0.20898 | 0 | 32.1341 | 32.1341 | -1.3131 | 0.005739 | 0 | 30.8152 | 30.8152 | -1.3128 | 0 | 0 | 29.5024 | 29.5024 | -1.3128 | 0 | 0 | 28.1895
| 3 | Cooling Towers and Circulating Water Systems | 0 | 0 | 0 | 0 | 0 | 0 | 0 | 0 | 0 | 0 | 0 | 0 | 0 | 0 | 0 | 0 | 3.1598 | 0 | 0 | 3.1598
| 4 | Hydraulic works | 30.8932 | -1.309 | 0 | 0 | 29.5842 | 29.5842 | -1.309 | 0 | 0 | 28.2752 | 28.2752 | -1.309 | 0 | 0 | 26.9661 | 26.9661 | -1.309 | 0 | 0 | 25.6571
| 5 | Other & Civil work | 70.9297 | 0.32446 | 0 | 0 | 71.2541 | 71.2541 | -3.8828 | 0.27502 | 0 | 67.0963 | 67.0963 | -2.7248 | 0 | 0 | 64.3715 | 64.3715 | 6.5855 | 0 | 0 | 70.957
| 6 | Plant & Machinery | 383.3113 | 19.6854 | 0 | 0 | 402.9967 | 402.9967 | 75.2103 | 0 | 0 | 478.207 | 478.207 | 470.7479 | 0 | 0 | 948.9549 | 948.9549 | 56.4105 | 0 | 0 | 1005.3655
| 7 | Batteries | 0.74747 | -0.23021 | 0 | 0 | 0.51726 | 0.51726 | -0.23021 | 0 | 0 | 0.28704 | 0.28704 | -0.014561 | 0 | 0 | 0.27248 | 0.27248 | -0.014561 | 0 | 0 | 0.25792
| 8 | Air Conditioning | 0.36511 | -0.021291 | 0 | 0 | 0.34382 | 0.34382 | -0.021291 | 0 | 0 | 0.32252 | 0.32252 | -0.021291 | 0 | 0 | 0.30123 | 0.30123 | -0.021291 | 0 | 0 | 0.27994
| 9 | Lines & cable Network | 4.1557 | -0.068604 | 0 | 0 | 4.0871 | 4.0871 | -0.068604 | 0 | 0 | 4.0185 | 4.0185 | -0.068604 | 0 | 0 | 3.9499 | 3.9499 | -0.068604 | 0 | 0 | 3.8813
| 10 | Vehicles | 2.0076 | 1.7663 | 0 | 0 | 3.7739 | 3.7739 | 10.9647 | 0 | 0 | 14.7386 | 14.7386 | -1.6678 | 0 | 0 | 13.0708 | 13.0708 | -1.6678 | 0 | 0 | 11.4031
| 11 | Furniture & Fixtures | 0.88787 | 0.029979 | 0.0012096 | 0 | 0.91664 | 0.91664 | -0.046273 | 0 | 0 | 0.87037 | 0.87037 | -0.054957 | 0 | 0 | 0.81541 | 0.81541 | -0.054957 | 0 | 0 | 0.76045
| 12 | Office Equipment | 1.344 | -0.061766 | 0 | 0 | 1.2822 | 1.2822 | 0.43076 | 0 | 0 | 1.713 | 1.713 | -0.11099 | 0 | 0 | 1.602 | 1.602 | -0.11099 | 0 | 0 | 1.491
| 13 | Communication Equipments | 0 | 0 | 0 | 0 | 0 | 0 | 0 | 0 | 0 | 0 | 0 | 0 | 0 | 0 | 0 | 0 | 0 | 0 | 0 | 0
| 14 | I.T. Equipment | 0.64038 | -0.13088 | 0 | 0 | 0.5095 | 0.5095 | -0.13088 | 0 | 0 | 0.37861 | 0.37861 | -0.13088 | 0 | 0 | 0.24773 | 0.24773 | -0.024949 | 0 | 0 | 0.22278
| 15 | Software | -0.2273 | 0.12431 | 0 | 0 | -0.10299 | -0.10299 | 0 | 0 | 0 | -0.10299 | -0.10299 | 0 | 0 | 0 | -0.10299 | -0.10299 | 0 | 0 | 0 | -0.10299
| 16 | Intangibles | 0 | 0 | 0 | 0 | 0 | 0 | 0 | 0 | 0 | 0 | 0 | 0 | 0 | 0 | 0 | 0 | 0 | 0 | 0 | 0
| 17 | RIGHT TO USE OF KGSC LEASE ASSET STAGE I & II | 0 | 0 | 0 | 0 | 0 | 0 | 0 | 0 | 0 | 0 | 0 | 0 | 0 | 0 | 0 | 0 | 0 | 0 | 0 | 0
|  | Total | 535.18 | 19.1939 | 0.21019 | 0 | 554.1637 | 554.1637 | 79.6035 | 0.28076 | 0 | 633.4865 | 633.4865 | 463.3322 | 0 | 0 | 1096.8187 | 1096.8187 | 61.5709 | 0 | 0 | 1158.3897
Note: Documentary evidence of all assets put to use shall be provided with this format
(Rs. Crore)
| Sr. No. | Particulars | FY 2026-27 |  |  |  |  | FY 2027-28 |  |  |  |  | FY 2028-29 |  |  |  |  | FY 2029-30
|  |  | Projected |  |  |  |  | Projected |  |  |  |  | Projected |  |  |  |  | Projected
|  |  | Balance at the beginning of the year | Additions during the year | Withdrawals during the year | Asset not in use | Balance at the end of the year | Balance at the beginning of the year | Additions during the year | Retirement of assets during the year | Asset not in use | Balance at the end of the year | Balance at the beginning of the year | Additions during the year | Retirement of assets during the year | Asset not in use | Balance at the end of the year | Balance at the beginning of the year | Additions during the year | Retirement of assets during the year | Asset not in use | Balance at the end of the year
|  |  | (y) | (z) | (aa) | (ab) | (ac) = (y)+(z)-(aa)-(ab) | (y) | (z) | (aa) | (ab) | (ac) = (y)+(z)-(aa)-(ab) | (y) | (z) | (aa) | (ab) | (ac) = (y)+(z)-(aa)-(ab) | (y) | (z) | (aa) | (ab) | (ac) = (y)+(z)-(aa)-(ab)
| 1 | Land & Rights | 6.8672 | 0 | 0 | 0 | 6.8672 | 6.8672 |  |  |  | 6.8672 | 6.8672 |  |  |  | 6.8672 | 6.8672 |  |  |  | 6.8672
| 2 | Buildings | 28.1895 | -1.3128 | 0 | 0 | 26.8767 | 26.8767 |  |  |  | 26.8767 | 26.8767 |  |  |  | 26.8767 | 26.8767 |  |  |  | 26.8767
| 3 | Cooling Towers and Circulating Water Systems | 3.1598 | 0.12914 | 0 | 0 | 3.289 | 3.289 |  |  |  | 3.289 | 3.289 |  |  |  | 3.289 | 3.289 |  |  |  | 3.289
| 4 | Hydraulic works | 25.6571 | -1.309 | 0 | 0 | 24.348 | 24.348 |  |  |  | 24.348 | 24.348 |  |  |  | 24.348 | 24.348 |  |  |  | 24.348
| 5 | Other & Civil work | 70.957 | 106.0016 | 0 | 0 | 176.9586 | 176.9586 |  |  |  | 176.9586 | 176.9586 |  |  |  | 176.9586 | 176.9586 |  |  |  | 176.9586
| 6 | Plant & Machinery | 1005.3655 | 84.6826 | 0 | 0 | 1090.048 | 1090.048 |  |  |  | 1090.048 | 1090.048 |  |  |  | 1090.048 | 1090.048 |  |  |  | 1090.048
| 7 | Batteries | 0.25792 | -0.014561 | 0 | 0 | 0.24336 | 0.24336 |  |  |  | 0.24336 | 0.24336 |  |  |  | 0.24336 | 0.24336 |  |  |  | 0.24336
| 8 | Air Conditioning | 0.27994 | -0.021291 | 0 | 0 | 0.25865 | 0.25865 |  |  |  | 0.25865 | 0.25865 |  |  |  | 0.25865 | 0.25865 |  |  |  | 0.25865
| 9 | Lines & cable Network | 3.8813 | -0.068604 | 0 | 0 | 3.8127 | 3.8127 |  |  |  | 3.8127 | 3.8127 |  |  |  | 3.8127 | 3.8127 |  |  |  | 3.8127
| 10 | Vehicles | 11.4031 | -1.6678 | 0 | 0 | 9.7353 | 9.7353 |  |  |  | 9.7353 | 9.7353 |  |  |  | 9.7353 | 9.7353 |  |  |  | 9.7353
| 11 | Furniture & Fixtures | 0.76045 | -0.054957 | 0 | 0 | 0.70549 | 0.70549 |  |  |  | 0.70549 | 0.70549 |  |  |  | 0.70549 | 0.70549 |  |  |  | 0.70549
| 12 | Office Equipment | 1.491 | -0.11099 | 0 | 0 | 1.38 | 1.38 |  |  |  | 1.38 | 1.38 |  |  |  | 1.38 | 1.38 |  |  |  | 1.38
| 13 | Communication Equipments | 0 | 0 | 0 | 0 | 0 | 0 |  |  |  | 0 | 0 |  |  |  | 0 | 0 |  |  |  | 0
| 14 | I.T. Equipment | 0.22278 | -0.024949 | 0 | 0 | 0.19783 | 0.19783 |  |  |  | 0.19783 | 0.19783 |  |  |  | 0.19783 | 0.19783 |  |  |  | 0.19783
| 15 | Software | -0.10299 | 0 | 0 | 0 | -0.10299 | -0.10299 |  |  |  | -0.10299 | -0.10299 |  |  |  | -0.10299 | -0.10299 |  |  |  | -0.10299
| 16 | Intangibles | 0 | 0 | 0 | 0 | 0 | 0 |  |  |  | 0 | 0 |  |  |  | 0 | 0 |  |  |  | 0
| 17 | RIGHT TO USE OF KGSC LEASE ASSET STAGE I & II | 0 | 0 | 0 | 0 | 0 | 0 |  |  |  | 0 | 0 |  |  |  | 0 | 0 |  |  |  | 0
|  | Total | 1158.3897 | 186.2283 | 0 | 0 | 1344.618 | 1344.618 | 0 | 0 | 0 | 1344.618 | 1344.618 | 0 | 0 | 0 | 1344.618 | 1344.618 | 0 | 0 | 0 | 1344.618

## F5
Maharashtra State Power Generation Company Ltd.
MYT Petition Formats for Khaperkheda Unit 1-4
Form 5.1 (E): Assets & Depreciation- Existing Schemes (CoD on or before the March 31, 2025 or Assets in-principally approved before the notification of MERC MYT Regulations 2024)
(A) Gross Fixed Assets
(Rs. Crore)
| Sr. No. | Particulars | FY 2022-23 |  |  |  |  | FY 2023-24 |  |  |  |  | FY 2024-25 |  |  |  |  | FY 2025-26
|  |  | Actual |  |  |  |  | Actual |  |  |  |  | Estimated |  |  |  |  | Projected
|  |  | Balance at the beginning of the year | Additions during the year | Retirement of assets during the year | Asset not in use | Balance at the end of the year | Balance at the beginning of the year | Additions during the year | Retirement of assets during the year | Asset not in use | Balance at the end of the year | Balance at the beginning of the year | Additions during the year | Retirement of assets during the year | Asset not in use | Balance at the end of the year | Balance at the beginning of the year | Additions during the year | Retirement of assets during the year | Asset not in use | Balance at the end of the year
|  |  | (a) | (b) | (c) | (d) | (e) = (a)+(b)-(c)-(d) | (e) | (f) | (g) | (h) | (i) = (e)+(f)-(g)-(h) | (q) | (r) | (s) | (t) | (u) = (q)+(r)-(s)-(t) | (u) | (v) | (w) | (x) | (y) = (u)+(v)-(w)-(x)
| 1 | Land & Rights | 6.46 | 0.4072 | 0 |  | 6.8672 | 6.8672 | 0 | 0 |  | 6.8672 | 6.8672 | 0 | 0 |  | 6.8672 | 6.8672 | 0 | 0 |  | 6.8672
| 2 | Buildings | 165.7242 | 0 | 1.0287 |  | 164.6955 | 164.6955 | 0 | 0.029414 |  | 164.666 | 164.666 | 0 | 0 |  | 164.666 | 164.666 | 0 | 0 |  | 164.666
| 3 | Cooling Towers and Circulating Water Systems | 0 | 0 | 0 |  | 0 | 0 | 0 | 0 |  | 0 | 0 | 0 | 0 |  | 0 | 0 | 2.84 | 0 |  | 2.84
| 4 | Hydraulic works | 139.6812 | 0 | 0 |  | 139.6812 | 139.6812 | 0 | 0 |  | 139.6812 | 139.6812 | 0 | 0 |  | 139.6812 | 139.6812 | 0 | 0 |  | 139.6812
| 5 | Other & Civil work | 242.485 | 4.2293 | 0 |  | 246.7144 | 246.7144 | 0.023832 | 0.95225 |  | 245.7859 | 245.7859 | 1.27 | 0 |  | 247.0559 | 247.0559 | 0 | 0 |  | 247.0559
| 6 | Plant & Machinery | 2017.7919 | 36.2489 | 0 |  | 2054.0408 | 2054.0408 | 99.2624 | 0 |  | 2153.3032 | 2153.3032 | 600.29 | 0 |  | 2753.5932 | 2753.5932 | 118.82 | 0 |  | 2872.4132
| 7 | Batteries | 1.279 | 0 | 0 |  | 1.279 | 1.279 | 0 | 0 |  | 1.279 | 1.279 | 0 | 0 |  | 1.279 | 1.279 | 0 | 0 |  | 1.279
| 8 | Air Conditioning | 0.40324 | 0 | 0 |  | 0.40324 | 0.40324 | 0 | 0 |  | 0.40324 | 0.40324 | 0 | 0 |  | 0.40324 | 0.40324 | 0 | 0 |  | 0.40324
| 9 | Lines & cable Network | 32.6872 | 0 | 0 |  | 32.6872 | 32.6872 | 0 | 0 |  | 32.6872 | 32.6872 | 0 | 0 |  | 32.6872 | 32.6872 | 0 | 0 |  | 32.6872
| 10 | Vehicles | 3.3111 | 2.1847 | 0 |  | 5.4957 | 5.4957 | 12.0596 | 0 |  | 17.5553 | 17.5553 | 0 | 0 |  | 17.5553 | 17.5553 | 0 | 0 |  | 17.5553
| 11 | Furniture & Fixtures | 2.6076 | 0.084353 | 0.0035527 |  | 2.6884 | 2.6884 | 0.0086842 | 0 |  | 2.6971 | 2.6971 | 0 | 0 |  | 2.6971 | 2.6971 | 0 | 0 |  | 2.6971
| 12 | Office Equipment | 4.2652 | 0.009879 | 0 |  | 4.2751 | 4.2751 | 0.7243 | 0 |  | 4.9994 | 4.9994 | 0 | 0 |  | 4.9994 | 4.9994 | 0 | 0 |  | 4.9994
| 13 | Communication Equipments | 0 | 0 | 0 |  | 0 | 0 | 0 | 0 |  | 0 | 0 | 0 | 0 |  | 0 | 0 | 0 | 0 |  | 0
| 14 | I.T. Equipment | 0.87257 | 0 | 0 |  | 0.87257 | 0.87257 | 0 | 0 |  | 0.87257 | 0.87257 | 0 | 0 |  | 0.87257 | 0.87257 | 0 | 0 |  | 0.87257
| 15 | Software | -0.41437 | 0 | 0 |  | -0.41437 | -0.41437 | 0 | 0 |  | -0.41437 | -0.41437 | 0 | 0 |  | -0.41437 | -0.41437 | 0 | 0 |  | -0.41437
| 16 | Intangibles | 0 | 0 | 0 |  | 0 | 0 | 0 | 0 |  | 0 | 0 | 0 | 0 |  | 0 | 0 | 0 | 0 |  | 0
| 17 | RIGHT TO USE OF KGSC LEASE ASSET STAGE I & II | 0 | 0 | 0 |  | 0 | 0 | 0 | 0 |  | 0 | 0 | 0 | 0 |  | 0 | 0 | 0 | 0 |  | 0
|  | Total | 2617.154 | 43.1643 | 1.0323 | 0 | 2659.2859 | 2659.2859 | 112.0788 | 0.98167 | 0 | 2770.3831 | 2770.3831 | 601.56 | 0 | 0 | 3371.9431 | 3371.9431 | 121.66 | 0 | 0 | 3493.6031
Note: Documentary evidence of all assets put to use during the completed Years shall be provided with this format
(Rs. Crore)
| Sr. No. | Particulars | FY 2026-27 |  |  |  |  | FY 2027-28 |  |  |  |  | FY 2028-29 |  |  |  |  | FY 2029-30
|  |  | Projected |  |  |  |  | Projected |  |  |  |  | Projected |  |  |  |  | Projected
|  |  | Balance at the beginning of the year | Additions during the year | Retirement of assets during the year | Asset not in use | Balance at the end of the year | Balance at the beginning of the year | Additions during the year | Retirement of assets during the year | Asset not in use | Balance at the end of the year | Balance at the beginning of the year | Additions during the year | Retirement of assets during the year | Asset not in use | Balance at the end of the year | Balance at the beginning of the year | Additions during the year | Retirement of assets during the year | Asset not in use | Balance at the end of the year
|  |  | (y) | (z) | (aa) | (ab) | (ac) = (y)+(z)-(aa)-(ab) | (y) | (z) | (aa) | (ab) | (ac) = (y)+(z)-(aa)-(ab) | (y) | (z) | (aa) | (ab) | (ac) = (y)+(z)-(aa)-(ab) | (y) | (z) | (aa) | (ab) | (ac) = (y)+(z)-(aa)-(ab)
| 1 | Land & Rights | 6.8672 | 0 | 0 |  | 6.8672 | 6.8672 | 0 | 0 |  | 6.8672 | 6.8672 | 0 | 0 |  | 6.8672 | 6.8672 | 0 | 0 |  | 6.8672
| 2 | Buildings | 164.666 | 0 | 0 |  | 164.666 | 164.666 | 0 | 0 |  | 164.666 | 164.666 | 0 | 0 |  | 164.666 | 164.666 | 0 | 0 |  | 164.666
| 3 | Cooling Towers and Circulating Water Systems | 2.84 | 0 | 0 |  | 2.84 | 2.84 | 0 | 0 |  | 2.84 | 2.84 | 0 | 0 |  | 2.84 | 2.84 | 0 | 0 |  | 2.84
| 4 | Hydraulic works | 139.6812 | 0 | 0 |  | 139.6812 | 139.6812 | 0 | 0 |  | 139.6812 | 139.6812 | 0 | 0 |  | 139.6812 | 139.6812 | 0 | 0 |  | 139.6812
| 5 | Other & Civil work | 247.0559 | 0 | 0 |  | 247.0559 | 247.0559 | 0 | 0 |  | 247.0559 | 247.0559 | 0 | 0 |  | 247.0559 | 247.0559 | 0 | 0 |  | 247.0559
| 6 | Plant & Machinery | 2872.4132 | 7.17 | 0 |  | 2879.5832 | 2879.5832 | 1.45 | 0 |  | 2881.0332 | 2881.0332 | 0 | 0 |  | 2881.0332 | 2881.0332 | 0 | 0 |  | 2881.0332
| 7 | Batteries | 1.279 | 0 | 0 |  | 1.279 | 1.279 | 0 | 0 |  | 1.279 | 1.279 | 0 | 0 |  | 1.279 | 1.279 | 0 | 0 |  | 1.279
| 8 | Air Conditioning | 0.40324 | 0 | 0 |  | 0.40324 | 0.40324 | 0 | 0 |  | 0.40324 | 0.40324 | 0 | 0 |  | 0.40324 | 0.40324 | 0 | 0 |  | 0.40324
| 9 | Lines & cable Network | 32.6872 | 0 | 0 |  | 32.6872 | 32.6872 | 0 | 0 |  | 32.6872 | 32.6872 | 0 | 0 |  | 32.6872 | 32.6872 | 0 | 0 |  | 32.6872
| 10 | Vehicles | 17.5553 | 0 | 0 |  | 17.5553 | 17.5553 | 0 | 0 |  | 17.5553 | 17.5553 | 0 | 0 |  | 17.5553 | 17.5553 | 0 | 0 |  | 17.5553
| 11 | Furniture & Fixtures | 2.6971 | 0 | 0 |  | 2.6971 | 2.6971 | 0 | 0 |  | 2.6971 | 2.6971 | 0 | 0 |  | 2.6971 | 2.6971 | 0 | 0 |  | 2.6971
| 12 | Office Equipment | 4.9994 | 0 | 0 |  | 4.9994 | 4.9994 | 0 | 0 |  | 4.9994 | 4.9994 | 0 | 0 |  | 4.9994 | 4.9994 | 0 | 0 |  | 4.9994
| 13 | Communication Equipments | 0 | 0 | 0 |  | 0 | 0 | 0 | 0 |  | 0 | 0 | 0 | 0 |  | 0 | 0 | 0 | 0 |  | 0
| 14 | I.T. Equipment | 0.87257 | 0 | 0 |  | 0.87257 | 0.87257 | 0 | 0 |  | 0.87257 | 0.87257 | 0 | 0 |  | 0.87257 | 0.87257 | 0 | 0 |  | 0.87257
| 15 | Software | -0.41437 | 0 | 0 |  | -0.41437 | -0.41437 | 0 | 0 |  | -0.41437 | -0.41437 | 0 | 0 |  | -0.41437 | -0.41437 | 0 | 0 |  | -0.41437
| 16 | Intangibles | 0 | 0 | 0 |  | 0 | 0 | 0 | 0 |  | 0 | 0 | 0 | 0 |  | 0 | 0 | 0 | 0 |  | 0
| 17 | RIGHT TO USE OF KGSC LEASE ASSET STAGE I & II | 0 | 0 | 0 |  | 0 | 0 | 0 | 0 |  | 0 | 0 | 0 | 0 |  | 0 | 0 | 0 | 0 |  | 0
|  | Total | 3493.6031 | 7.17 | 0 | 0 | 3500.7731 | 3500.7731 | 1.45 | 0 | 0 | 3502.2231 | 3502.2231 | 0 | 0 | 0 | 3502.2231 | 3502.2231 | 0 | 0 | 0 | 3502.2231
(B) Depreciation
(Rs. Crore)
| Sr. No. | Particulars | FY 2022-23 |  |  |  |  | FY 2023-24 |  |  |  |  | FY 2024-25 |  |  |  |  | FY 2025-26
|  |  | Actual |  |  |  |  | Actual |  |  |  |  | Estimated |  |  |  |  | Projected
Dep rate |  |  | Accumulated depreciation at the beginning of the year | Additions during the year | Withdrawals during the year | Asset not in use | Accumulated depreciation at the end of the year | Accumulated depreciation at the beginning of the year | Additions during the year | Withdrawals during the year | Asset not in use | Accumulated depreciation at the end of the year | Accumulated depreciation at the beginning of the year | Additions during the year | Withdrawals during the year | Asset not in use | Accumulated depreciation at the end of the year | Accumulated depreciation at the beginning of the year | Additions during the year | Withdrawals during the year | Asset not in use | Accumulated depreciation at the end of the year
|  |  | (a) | (b) | (c) | (d) | (e) = (a)+(b)-(c)-(d) | (e) | (f) | (g) | (h) | (i) = (e)+(f)-(g)-(h) | (q) | (r) | (s) | (t) | (u) = (q)+(r)-(s)-(t) | (u) | (v) | (w) | (x) | (y) = (u)+(v)-(w)-(x)
0% | 1 | Land & Rights | 0 | 0 | 0 |  | 0 | 0 | 0 | 0 |  | 0 | 0 | 0 | 0 |  | 0 | 0 | 0 | 0 |  | 0 | 0% | 0
3.34% | 2 | Buildings | 132.0592 | 1.322 | 0.81977 |  | 132.5614 | 132.5614 | 1.3131 | 0.023675 |  | 133.8508 | 133.8508 | 1.3128 | 0 |  | 135.1637 | 135.1637 | 1.3128 | 0 |  | 136.4765 | 3.34% | 1.3128
5.28% | 3 | Cooling Towers and Circulating Water Systems | 0 | 0 | 0 |  | 0 | 0 | 0 | 0 |  | 0 | 0 | 0 | 0 |  | 0 | 0 | 0.074976 | 0 |  | 0.074976 | 5.28% | 0.14995
5.28% | 4 | Hydraulic works | 108.788 | 1.309 | 0 |  | 110.097 | 110.097 | 1.309 | 0 |  | 111.4061 | 111.4061 | 1.309 | 0 |  | 112.7151 | 112.7151 | 1.309 | 0 |  | 114.0242 | 5.28% | 1.309
3.34% | 5 | Other & Civil work | 171.5554 | 3.9048 | 0 |  | 175.4602 | 175.4602 | 3.9066 | 0.67723 |  | 178.6896 | 178.6896 | 3.9948 | 0 |  | 182.6844 | 182.6844 | 3.9948 | 0 |  | 186.6792 | 3.34% | 3.9948
5.28% | 6 | Plant & Machinery | 1634.4806 | 16.5634 | 0 |  | 1651.0441 | 1651.0441 | 24.0521 | 0 |  | 1675.0962 | 1675.0962 | 129.5421 | 0 |  | 1804.6383 | 1804.6383 | 148.5266 | 0 |  | 1953.1648 | 5.28% | 71.5005
18% | 7 | Batteries | 0.5315 | 0.23021 | 0 |  | 0.76171 | 0.76171 | 0.23021 | 0 |  | 0.99193 | 0.99193 | 0.014561 | 0 |  | 1.0065 | 1.0065 | 0.014561 | 0 |  | 1.021 | 18% | 0.014561
5.28% | 8 | Air Conditioning | 0.038138 | 0.021291 | 0 |  | 0.059429 | 0.059429 | 0.021291 | 0 |  | 0.08072 | 0.08072 | 0.021291 | 0 |  | 0.10201 | 0.10201 | 0.021291 | 0 |  | 0.1233 | 5.28% | 0.021291
5.28% | 9 | Lines & cable Network | 28.5315 | 0.068604 | 0 |  | 28.6001 | 28.6001 | 0.068604 | 0 |  | 28.6687 | 28.6687 | 0.068604 | 0 |  | 28.7373 | 28.7373 | 0.068604 | 0 |  | 28.8059 | 5.28% | 0.068604
9.5% | 10 | Vehicles | 1.3035 | 0.41832 | 0 |  | 1.7218 | 1.7218 | 1.0949 | 0 |  | 2.8168 | 2.8168 | 1.6678 | 0 |  | 4.4845 | 4.4845 | 1.6678 | 0 |  | 6.1523 | 9.5% | 1.6678
6.33% | 11 | Furniture & Fixtures | 1.7198 | 0.054374 | 0.002343 |  | 1.7718 | 1.7718 | 0.054957 | 0 |  | 1.8268 | 1.8268 | 0.054957 | 0 |  | 1.8817 | 1.8817 | 0.054957 | 0 |  | 1.9367 | 6.33% | 0.054957
6.33% | 12 | Office Equipment | 2.9212 | 0.071645 | 0 |  | 2.9929 | 2.9929 | 0.29354 | 0 |  | 3.2864 | 3.2864 | 0.11099 | 0 |  | 3.3974 | 3.3974 | 0.11099 | 0 |  | 3.5084 | 6.33% | 0.11099
6.33% | 13 | Communication Equipments | 0 | 0 | 0 |  | 0 | 0 | 0 | 0 |  | 0 | 0 | 0 | 0 |  | 0 | 0 | 0 | 0 |  | 0 | 6.33% | 0
15% | 14 | I.T. Equipment | 0.23219 | 0.13088 | 0 |  | 0.36307 | 0.36307 | 0.13088 | 0 |  | 0.49396 | 0.49396 | 0.13088 | 0 |  | 0.62484 | 0.62484 | 0.024949 | 0 |  | 0.64979 | 15% | 0.024949
30% | 15 | Software | -0.18708 | -0.12431 | 0 |  | -0.31139 | -0.31139 | 0 | 0 |  | -0.31139 | -0.31139 | 0 | 0 |  | -0.31139 | -0.31139 | 0 | 0 |  | -0.31139 | 30% | 0
30% | 16 | Intangibles | 0 | 0 | 0 |  | 0 | 0 | 0 | 0 |  | 0 | 0 | 0 | 0 |  | 0 | 0 | 0 | 0 |  | 0 | 30% | 0
3.34% | 17 | RIGHT TO USE OF KGSC LEASE ASSET STAGE I & II | 0 | 0 | 0 |  | 0 | 0 | 0 | 0 |  | 0 | 0 | 0 | 0 |  | 0 | 0 | 0 | 0 |  | 0 | 3.34% | 0
|  | Total | 2081.974 | 23.9703 | 0.82211 | 0 | 2105.1222 | 2105.1222 | 32.4753 | 0.70091 | 0 | 2136.8966 | 2136.8966 | 138.2278 | 0 | 0 | 2275.1244 | 2275.1244 | 157.1813 | 0 | 0 | 2432.3057
|  | Balance useful life |  | 12.9295 | 23.1482 |  |  |  | 11.9295 |  |  |  |  | 10.9295 |  |  |  |  | 9.9295
Note: 1. Documentary evidence of all assets put to use during the Year shall be provided with this format
2. Generation Company shall submit certification from the Statutory Auditor for the capping of depreciation at ninety per cent of the allowable capital cost of the asset
(Rs. Crore)
| Sr. No. | Particulars | FY 2026-27 |  |  |  |  | FY 2027-28 |  |  |  |  | FY 2028-29 |  |  |  |  | FY 2029-30
|  |  | Projected |  |  |  |  | Projected |  |  |  |  | Projected |  |  |  |  | Projected
|  |  | Accumulated depreciation at the beginning of the year | Additions during the year | Withdrawals during the year | Asset not in use | Accumulated depreciation at the end of the year | Balance at the beginning of the year | Additions during the year | Retirement of assets during the year | Asset not in use | Balance at the end of the year | Balance at the beginning of the year | Additions during the year | Retirement of assets during the year | Asset not in use | Balance at the end of the year | Balance at the beginning of the year | Additions during the year | Retirement of assets during the year | Asset not in use | Balance at the end of the year
|  |  | (y) | (z) | (aa) | (ab) | (ac) = (y)+(z)-(aa)-(ab) | (y) | (z) | (aa) | (ab) | (ac) = (y)+(z)-(aa)-(ab) | (y) | (z) | (aa) | (ab) | (ac) = (y)+(z)-(aa)-(ab) | (y) | (z) | (aa) | (ab) | (ac) = (y)+(z)-(aa)-(ab)
0% | 1 | Land & Rights | 0 | 0 | 0 |  | 0 | 0 | 0 | 0 |  | 0 | 0 | 0 | 0 |  | 0 | 0 | 0 | 0 |  | 0
3.34% | 2 | Buildings | 136.4765 | 1.3128 | 0 |  | 137.7893 | 137.7893 | 1.3128 | 0 |  | 139.1022 | 139.1022 | 1.3128 | 0 |  | 140.415 | 140.415 | 1.3128 | 0 |  | 141.7279
5.28% | 3 | Cooling Towers and Circulating Water Systems | 0.074976 | 0.14995 | 0 |  | 0.22493 | 0.22493 | 0.14995 | 0 |  | 0.37488 | 0.37488 | 0.14995 | 0 |  | 0.52483 | 0.52483 | 0.14995 | 0 |  | 0.67478
5.28% | 4 | Hydraulic works | 114.0242 | 1.309 | 0 |  | 115.3332 | 115.3332 | 1.309 | 0 |  | 116.6422 | 116.6422 | 1.309 | 0 |  | 117.9513 | 117.9513 | 1.309 | 0 |  | 119.2603
3.34% | 5 | Other & Civil work | 186.6792 | 3.9948 | 0 |  | 190.674 | 190.674 | 3.9948 | 0 |  | 194.6687 | 194.6687 | 3.9948 | 0 |  | 198.6635 | 198.6635 | 3.9948 | 0 |  | 202.6583
5.28% | 6 | Plant & Machinery | 1953.1648 | 71.5005 | 0 |  | 2024.6653 | 2024.6653 | 71.665 | 0 |  | 2096.3304 | 2096.3304 | 71.665 | 0 |  | 2167.9954 | 2167.9954 | 71.665 | 0 |  | 2239.6605
18% | 7 | Batteries | 1.021 | 0.014561 | 0 |  | 1.0356 | 1.0356 | 0.014561 | 0 |  | 1.0502 | 1.0502 | 0.014561 | 0 |  | 1.0647 | 1.0647 | 0.014561 | 0 |  | 1.0793
5.28% | 8 | Air Conditioning | 0.1233 | 0.021291 | 0 |  | 0.14459 | 0.14459 | 0.021291 | 0 |  | 0.16589 | 0.16589 | 0.021291 | 0 |  | 0.18718 | 0.18718 | 0.021291 | 0 |  | 0.20847
5.28% | 9 | Lines & cable Network | 28.8059 | 0.068604 | 0 |  | 28.8745 | 28.8745 | 0.068604 | 0 |  | 28.9431 | 28.9431 | 0.068604 | 0 |  | 29.0117 | 29.0117 | 0.068604 | 0 |  | 29.0803
9.5% | 10 | Vehicles | 6.1523 | 1.6678 | 0 |  | 7.82 | 7.82 | 1.6678 | 0 |  | 9.4878 | 9.4878 | 1.6678 | 0 |  | 11.1556 | 11.1556 | 0.78325 | 0 |  | 11.9388
6.33% | 11 | Furniture & Fixtures | 1.9367 | 0.054957 | 0 |  | 1.9916 | 1.9916 | 0.054957 | 0 |  | 2.0466 | 2.0466 | 0.054957 | 0 |  | 2.1016 | 2.1016 | 0.054957 | 0 |  | 2.1565
6.33% | 12 | Office Equipment | 3.5084 | 0.11099 | 0 |  | 3.6194 | 3.6194 | 0.11099 | 0 |  | 3.7304 | 3.7304 | 0.11099 | 0 |  | 3.8414 | 3.8414 | 0.11099 | 0 |  | 3.9523
6.33% | 13 | Communication Equipments | 0 | 0 | 0 |  | 0 | 0 | 0 | 0 |  | 0 | 0 | 0 | 0 |  | 0 | 0 | 0 | 0 |  | 0
15% | 14 | I.T. Equipment | 0.64979 | 0.024949 | 0 |  | 0.67474 | 0.67474 | 0.024949 | 0 |  | 0.69969 | 0.69969 | 0.024949 | 0 |  | 0.72464 | 0.72464 | 0.024949 | 0 |  | 0.74958
30% | 15 | Software | -0.31139 | 0 | 0 |  | -0.31139 | -0.31139 | 0 | 0 |  | -0.31139 | -0.31139 | 0 | 0 |  | -0.31139 | -0.31139 | 0 | 0 |  | -0.31139
30% | 16 | Intangibles | 0 | 0 | 0 |  | 0 | 0 | 0 | 0 |  | 0 | 0 | 0 | 0 |  | 0 | 0 | 0 | 0 |  | 0
3.34% | 17 | RIGHT TO USE OF KGSC LEASE ASSET STAGE I & II | 0 | 0 | 0 |  | 0 | 0 | 0 | 0 |  | 0 | 0 | 0 | 0 |  | 0 | 0 | 0 | 0 |  | 0
|  | Total | 2432.3057 | 80.2302 | 0 | 0 | 2512.5358 | 2512.5358 | 80.3948 | 0 | 0 | 2592.9306 | 2592.9306 | 80.3948 | 0 | 0 | 2673.3253 | 2673.3253 | 79.5102 | 0 | 0 | 2752.8356
|  |  |  | 8.9295 |  |  |  |  | 7.9295 |  |  |  |  | 6.9295 |  |  |  |  | 5.9295
(C ) Net Fixed Assets
(Rs. Crore)
| Sr. No. | Particulars | FY 2022-23 |  |  |  |  | FY 2023-24 |  |  |  |  | FY 2024-25 |  |  |  |  | FY 2025-26
|  |  | Actual |  |  |  |  | Actual |  |  |  |  | Estimated |  |  |  |  | Projected
|  |  | Balance at the beginning of the year | Additions during the year | Withdrawals during the year | Asset not in use | Balance at the end of the year | Balance at the beginning of the year | Additions during the year | Withdrawals during the year | Asset not in use | Balance at the end of the year | Balance at the beginning of the year | Additions during the year | Withdrawals during the year | Asset not in use | Balance at the end of the year | Balance at the beginning of the year | Additions during the year | Withdrawals during the year | Asset not in use | Balance at the end of the year
|  |  | (a) | (b) | (c) | (d) | (e) = (a)+(b)-(c)-(d) | (e) | (f) | (g) | (h) | (i) = (e)+(f)-(g)-(h) | (q) | (r) | (s) | (t) | (u) = (q)+(r)-(s)-(t) | (u) | (v) | (w) | (x) | (y) = (u)+(v)-(w)-(x)
| 1 | Land & Rights | 6.46 | 0.4072 | 0 | 0 | 6.8672 | 6.8672 | 0 | 0 | 0 | 6.8672 | 6.8672 | 0 | 0 | 0 | 6.8672 | 6.8672 | 0 | 0 | 0 | 6.8672
| 2 | Buildings | 33.665 | -1.322 | 0.20898 | 0 | 32.1341 | 32.1341 | -1.3131 | 0.005739 | 0 | 30.8152 | 30.8152 | -1.3128 | 0 | 0 | 29.5024 | 29.5024 | -1.3128 | 0 | 0 | 28.1895
| 3 | Cooling Towers and Circulating Water Systems | 0 | 0 | 0 | 0 | 0 | 0 | 0 | 0 | 0 | 0 | 0 | 0 | 0 | 0 | 0 | 0 | 2.765 | 0 | 0 | 2.765
| 4 | Hydraulic works | 30.8932 | -1.309 | 0 | 0 | 29.5842 | 29.5842 | -1.309 | 0 | 0 | 28.2752 | 28.2752 | -1.309 | 0 | 0 | 26.9661 | 26.9661 | -1.309 | 0 | 0 | 25.6571
| 5 | Other & Civil work | 70.9297 | 0.32446 | 0 | 0 | 71.2541 | 71.2541 | -3.8828 | 0.27502 | 0 | 67.0963 | 67.0963 | -2.7248 | 0 | 0 | 64.3715 | 64.3715 | -3.9948 | 0 | 0 | 60.3767
| 6 | Plant & Machinery | 383.3113 | 19.6854 | 0 | 0 | 402.9967 | 402.9967 | 75.2103 | 0 | 0 | 478.207 | 478.207 | 470.7479 | 0 | 0 | 948.9549 | 948.9549 | -29.7066 | 0 | 0 | 919.2484
| 7 | Batteries | 0.74747 | -0.23021 | 0 | 0 | 0.51726 | 0.51726 | -0.23021 | 0 | 0 | 0.28704 | 0.28704 | -0.014561 | 0 | 0 | 0.27248 | 0.27248 | -0.014561 | 0 | 0 | 0.25792
| 8 | Air Conditioning | 0.36511 | -0.021291 | 0 | 0 | 0.34382 | 0.34382 | -0.021291 | 0 | 0 | 0.32252 | 0.32252 | -0.021291 | 0 | 0 | 0.30123 | 0.30123 | -0.021291 | 0 | 0 | 0.27994
| 9 | Lines & cable Network | 4.1557 | -0.068604 | 0 | 0 | 4.0871 | 4.0871 | -0.068604 | 0 | 0 | 4.0185 | 4.0185 | -0.068604 | 0 | 0 | 3.9499 | 3.9499 | -0.068604 | 0 | 0 | 3.8813
| 10 | Vehicles | 2.0076 | 1.7663 | 0 | 0 | 3.7739 | 3.7739 | 10.9647 | 0 | 0 | 14.7386 | 14.7386 | -1.6678 | 0 | 0 | 13.0708 | 13.0708 | -1.6678 | 0 | 0 | 11.4031
| 11 | Furniture & Fixtures | 0.88787 | 0.029979 | 0.0012096 | 0 | 0.91664 | 0.91664 | -0.046273 | 0 | 0 | 0.87037 | 0.87037 | -0.054957 | 0 | 0 | 0.81541 | 0.81541 | -0.054957 | 0 | 0 | 0.76045
| 12 | Office Equipment | 1.344 | -0.061766 | 0 | 0 | 1.2822 | 1.2822 | 0.43076 | 0 | 0 | 1.713 | 1.713 | -0.11099 | 0 | 0 | 1.602 | 1.602 | -0.11099 | 0 | 0 | 1.491
| 13 | Communication Equipments | 0 | 0 | 0 | 0 | 0 | 0 | 0 | 0 | 0 | 0 | 0 | 0 | 0 | 0 | 0 | 0 | 0 | 0 | 0 | 0
| 14 | I.T. Equipment | 0.64038 | -0.13088 | 0 | 0 | 0.5095 | 0.5095 | -0.13088 | 0 | 0 | 0.37861 | 0.37861 | -0.13088 | 0 | 0 | 0.24773 | 0.24773 | -0.024949 | 0 | 0 | 0.22278
| 15 | Software | -0.2273 | 0.12431 | 0 | 0 | -0.10299 | -0.10299 | 0 | 0 | 0 | -0.10299 | -0.10299 | 0 | 0 | 0 | -0.10299 | -0.10299 | 0 | 0 | 0 | -0.10299
| 16 | Intangibles | 0 | 0 | 0 | 0 | 0 | 0 | 0 | 0 | 0 | 0 | 0 | 0 | 0 | 0 | 0 | 0 | 0 | 0 | 0 | 0
| 17 | RIGHT TO USE OF KGSC LEASE ASSET STAGE I & II | 0 | 0 | 0 | 0 | 0 | 0 | 0 | 0 | 0 | 0 | 0 | 0 | 0 | 0 | 0 | 0 | 0 | 0 | 0 | 0
|  | Total | 535.18 | 19.1939 | 0.21019 | 0 | 554.1637 | 554.1637 | 79.6035 | 0.28076 | 0 | 633.4865 | 633.4865 | 463.3322 | 0 | 0 | 1096.8187 | 1096.8187 | -35.5213 | 0 | 0 | 1061.2974
Note: Documentary evidence of all assets put to use shall be provided with this format
(Rs. Crore)
| Sr. No. | Particulars | FY 2026-27 |  |  |  |  | FY 2027-28 |  |  |  |  | FY 2028-29 |  |  |  |  | FY 2029-30
|  |  | Projected |  |  |  |  | Projected |  |  |  |  | Projected |  |  |  |  | Projected
|  |  | Balance at the beginning of the year | Additions during the year | Withdrawals during the year | Asset not in use | Balance at the end of the year | Balance at the beginning of the year | Additions during the year | Retirement of assets during the year | Asset not in use | Balance at the end of the year | Balance at the beginning of the year | Additions during the year | Retirement of assets during the year | Asset not in use | Balance at the end of the year | Balance at the beginning of the year | Additions during the year | Retirement of assets during the year | Asset not in use | Balance at the end of the year
|  |  | (y) | (z) | (aa) | (ab) | (ac) = (y)+(z)-(aa)-(ab) | (y) | (z) | (aa) | (ab) | (ac) = (y)+(z)-(aa)-(ab) | (y) | (z) | (aa) | (ab) | (ac) = (y)+(z)-(aa)-(ab) | (y) | (z) | (aa) | (ab) | (ac) = (y)+(z)-(aa)-(ab)
| 1 | Land & Rights | 6.8672 | 0 | 0 | 0 | 6.8672 | 6.8672 |  |  |  | 6.8672 | 6.8672 |  |  |  | 6.8672 | 6.8672 |  |  |  | 6.8672
| 2 | Buildings | 28.1895 | -1.3128 | 0 | 0 | 26.8767 | 26.8767 |  |  |  | 26.8767 | 26.8767 |  |  |  | 26.8767 | 26.8767 |  |  |  | 26.8767
| 3 | Cooling Towers and Circulating Water Systems | 2.765 | -0.14995 | 0 | 0 | 2.6151 | 2.6151 |  |  |  | 2.6151 | 2.6151 |  |  |  | 2.6151 | 2.6151 |  |  |  | 2.6151
| 4 | Hydraulic works | 25.6571 | -1.309 | 0 | 0 | 24.348 | 24.348 |  |  |  | 24.348 | 24.348 |  |  |  | 24.348 | 24.348 |  |  |  | 24.348
| 5 | Other & Civil work | 60.3767 | -3.9948 | 0 | 0 | 56.382 | 56.382 |  |  |  | 56.382 | 56.382 |  |  |  | 56.382 | 56.382 |  |  |  | 56.382
| 6 | Plant & Machinery | 919.2484 | -64.3305 | 0 | 0 | 854.9179 | 854.9179 |  |  |  | 854.9179 | 854.9179 |  |  |  | 854.9179 | 854.9179 |  |  |  | 854.9179
| 7 | Batteries | 0.25792 | -0.014561 | 0 | 0 | 0.24336 | 0.24336 |  |  |  | 0.24336 | 0.24336 |  |  |  | 0.24336 | 0.24336 |  |  |  | 0.24336
| 8 | Air Conditioning | 0.27994 | -0.021291 | 0 | 0 | 0.25865 | 0.25865 |  |  |  | 0.25865 | 0.25865 |  |  |  | 0.25865 | 0.25865 |  |  |  | 0.25865
| 9 | Lines & cable Network | 3.8813 | -0.068604 | 0 | 0 | 3.8127 | 3.8127 |  |  |  | 3.8127 | 3.8127 |  |  |  | 3.8127 | 3.8127 |  |  |  | 3.8127
| 10 | Vehicles | 11.4031 | -1.6678 | 0 | 0 | 9.7353 | 9.7353 |  |  |  | 9.7353 | 9.7353 |  |  |  | 9.7353 | 9.7353 |  |  |  | 9.7353
| 11 | Furniture & Fixtures | 0.76045 | -0.054957 | 0 | 0 | 0.70549 | 0.70549 |  |  |  | 0.70549 | 0.70549 |  |  |  | 0.70549 | 0.70549 |  |  |  | 0.70549
| 12 | Office Equipment | 1.491 | -0.11099 | 0 | 0 | 1.38 | 1.38 |  |  |  | 1.38 | 1.38 |  |  |  | 1.38 | 1.38 |  |  |  | 1.38
| 13 | Communication Equipments | 0 | 0 | 0 | 0 | 0 | 0 |  |  |  | 0 | 0 |  |  |  | 0 | 0 |  |  |  | 0
| 14 | I.T. Equipment | 0.22278 | -0.024949 | 0 | 0 | 0.19783 | 0.19783 |  |  |  | 0.19783 | 0.19783 |  |  |  | 0.19783 | 0.19783 |  |  |  | 0.19783
| 15 | Software | -0.10299 | 0 | 0 | 0 | -0.10299 | -0.10299 |  |  |  | -0.10299 | -0.10299 |  |  |  | -0.10299 | -0.10299 |  |  |  | -0.10299
| 16 | Intangibles | 0 | 0 | 0 | 0 | 0 | 0 |  |  |  | 0 | 0 |  |  |  | 0 | 0 |  |  |  | 0
| 17 | RIGHT TO USE OF KGSC LEASE ASSET STAGE I & II | 0 | 0 | 0 | 0 | 0 | 0 |  |  |  | 0 | 0 |  |  |  | 0 | 0 |  |  |  | 0
|  | Total | 1061.2974 | -73.0602 | 0 | 0 | 988.2372 | 988.2372 | 0 | 0 | 0 | 988.2372 | 988.2372 | 0 | 0 | 0 | 988.2372 | 988.2372 | 0 | 0 | 0 | 988.2372

## F5.1 (N)
Maharashtra State Power Generation Company Ltd.
MYT Petition Formats for Khaperkheda Unit 1-4
Form 5.1 (N): Assets & Depreciation - New Schemes (not covered under Existing Assets)
(A) Gross Fixed Assets
(Rs. Crore)
(Rs. Crore)
Sr. No. | Particulars | FY 2025-26 |  |  |  |  | FY 2026-27 |  |  |  |  | FY 2027-28 |  |  |  |  | FY 2028-29 |  |  |  |  | FY 2029-30
|  | Projected |  |  |  |  | Projected |  |  |  |  | Projected |  |  |  |  | Projected |  |  |  |  | Projected
|  | Balance at the beginning of the year | Additions during the year | Retirement of assets during the year | Asset not in use | Balance at the end of the year | Balance at the beginning of the year | Additions during the year | Retirement of assets during the year | Asset not in use | Balance at the end of the year | Balance at the beginning of the year | Additions during the year | Retirement of assets during the year | Asset not in use | Balance at the end of the year | Balance at the beginning of the year | Additions during the year | Retirement of assets during the year | Asset not in use | Balance at the end of the year | Balance at the beginning of the year | Additions during the year | Retirement of assets during the year | Asset not in use | Balance at the end of the year
|  | (a) | (b) | (c) | (d) | (e) = (a)+(b)-(c)-(d) | (e) | (f) | (g) | (h) | (i) = (e)+(f)-(g)-(h) | (i) | (j) | (k) | (l) | (m) = (i)+(j)-(k)-(l) | (m) | (n) | (o) | (p) | (q) = (m)+(n)-(o)-(p) | (q) | (r) | (s) | (t) | (u) = (q)+(r)-(s)-(t)
1 | Land & Rights | 0 | 0 | 0 |  | 0 | 0 | 0 | 0 |  | 0 | 0 | 0 | 0 |  | 0 | 0 | 0 | 0 |  | 0 | 0 | 0 | 0 |  | 0
2 | Buildings | 0 | 0 | 0 |  | 0 | 0 | 0 | 0 |  | 0 | 0 | 0 | 0 |  | 0 | 0 | 0 | 0 |  | 0 | 0 | 0 | 0 |  | 0
3 | Cooling Towers and Circulating Water Systems | 0 | 0.40333 | 0 |  | 0.40333 | 0.40333 | 0.3025 | 0 |  | 0.70583 | 0.70583 | 0 | 0 |  | 0.70583 | 0.70583 | 0 | 0 |  | 0.70583 | 0.70583 | 0 | 0 |  | 0.70583
4 | Hydraulic works | 0 | 0 | 0 |  | 0 | 0 | 0 | 0 |  | 0 | 0 | 0 | 0 |  | 0 | 0 | 0 | 0 |  | 0 | 0 | 0 | 0 |  | 0
5 | Other & Civil work | 0 | 10.76 | 0 |  | 10.76 | 10.76 | 112.23 | 0 |  | 122.99 | 122.99 | 9 | 0 |  | 131.99 | 131.99 | 0 | 0 |  | 131.99 | 131.99 | 0 | 0 |  | 131.99
6 | Plant & Machinery | 0 | 87.9733 | 0 |  | 87.9733 | 87.9733 | 156.0175 | 0 |  | 243.9908 | 243.9908 | 378.295 | 0 |  | 622.2858 | 622.2858 | 143.28 | 0 |  | 765.5658 | 765.5658 | 180.8 | 0 |  | 946.3658
7 | Batteries | 0 | 0 | 0 |  | 0 | 0 | 0 | 0 |  | 0 | 0 | 0 | 0 |  | 0 | 0 | 0 | 0 |  | 0 | 0 | 0 | 0 |  | 0
8 | Air Conditioning | 0 | 0 | 0 |  | 0 | 0 | 0 | 0 |  | 0 | 0 | 0 | 0 |  | 0 | 0 | 0 | 0 |  | 0 | 0 | 0 | 0 |  | 0
9 | Lines & cable Network | 0 | 0 | 0 |  | 0 | 0 | 0 | 0 |  | 0 | 0 | 0 | 0 |  | 0 | 0 | 0 | 0 |  | 0 | 0 | 0 | 0 |  | 0
10 | Vehicles | 0 | 0 | 0 |  | 0 | 0 | 0 | 0 |  | 0 | 0 | 0 | 0 |  | 0 | 0 | 0 | 0 |  | 0 | 0 | 0 | 0 |  | 0
11 | Furniture & Fixtures | 0 | 0 | 0 |  | 0 | 0 | 0 | 0 |  | 0 | 0 | 0 | 0 |  | 0 | 0 | 0 | 0 |  | 0 | 0 | 0 | 0 |  | 0
12 | Office Equipment | 0 | 0 | 0 |  | 0 | 0 | 0 | 0 |  | 0 | 0 | 0 | 0 |  | 0 | 0 | 0 | 0 |  | 0 | 0 | 0 | 0 |  | 0
13 | Communication Equipments | 0 | 0 | 0 |  | 0 | 0 | 0 | 0 |  | 0 | 0 | 0 | 0 |  | 0 | 0 | 0 | 0 |  | 0 | 0 | 0 | 0 |  | 0
14 | I.T. Equipment | 0 | 0 | 0 |  | 0 | 0 | 0 | 0 |  | 0 | 0 | 0 | 0 |  | 0 | 0 | 0 | 0 |  | 0 | 0 | 0 | 0 |  | 0
15 | Software | 0 | 0 | 0 |  | 0 | 0 | 0 | 0 |  | 0 | 0 | 0 | 0 |  | 0 | 0 | 0 | 0 |  | 0 | 0 | 0 | 0 |  | 0
16 | Intangibles | 0 | 0 | 0 |  | 0 | 0 | 0 | 0 |  | 0 | 0 | 0 | 0 |  | 0 | 0 | 0 | 0 |  | 0 | 0 | 0 | 0 |  | 0
17 | RIGHT TO USE OF KGSC LEASE ASSET STAGE I & II | 0 | 0 | 0 |  | 0 | 0 | 0 | 0 |  | 0 | 0 | 0 | 0 |  | 0 | 0 | 0 | 0 |  | 0 | 0 | 0 | 0 |  | 0
| Total |  |  |  |  | 99.1367 | 99.1367 | 268.55 | 0 | 0 | 367.6867 | 367.6867 | 387.295 | 0 | 0 | 754.9817 | 754.9817 | 143.28 | 0 | 0 | 898.2617 | 898.2617 | 180.8 | 0 | 0 | 1079.0617
(B) Depreciation
(Rs. Crore)
Sr. No. | Particulars | FY 2025-26 |  |  |  |  | FY 2026-27 |  |  |  |  | FY 2027-28 |  |  |  |  | FY 2028-29 |  |  |  |  | FY 2029-30
|  | Projected |  |  |  |  | Projected |  |  |  |  | Projected |  |  |  |  | Projected |  |  |  |  | Projected
|  | Accumulated depreciation at the beginning of the year | Additions during the year | Withdrawals during the year | Asset not in use | Accumulated depreciation at the end of the year | Accumulated depreciation at the beginning of the year | Additions during the year | Withdrawals during the year | Asset not in use | Accumulated depreciation at the end of the year | Accumulated depreciation at the beginning of the year | Additions during the year | Withdrawals during the year | Asset not in use | Accumulated depreciation at the end of the year | Accumulated depreciation at the beginning of the year | Additions during the year | Withdrawals during the year | Asset not in use | Accumulated depreciation at the end of the year | Accumulated depreciation at the beginning of the year | Additions during the year | Withdrawals during the year | Asset not in use | Accumulated depreciation at the end of the year
|  | (a) | (b) | (c) | (d) | (e) = (a)+(b)-(c)-(d) | (e) | (f) | (g) | (h) | (i) = (e)+(f)-(g)-(h) | (i) | (j) | (k) | (l) | (m) = (i)+(j)-(k)-(l) | (m) | (n) | (o) | (p) | (q) = (m)+(n)-(o)-(p) | (q) | (r) | (s) | (t) | (u)=(q)+(r)
1 | Land & Rights | 0 | 0 | 0 |  | 0 | 0 | 0 | 0 |  | 0 | 0 | 0 | 0 |  | 0 | 0 | 0 | 0 |  | 0 | 0 | 0 | 0 |  |  | 0%
2 | Buildings | 0 | 0 | 0 |  | 0 | 0 | 0 | 0 |  | 0 | 0 | 0 | 0 |  | 0 | 0 | 0 | 0 |  | 0 | 0 | 0 | 0 |  |  | 3.34%
3 | Cooling Towers and Circulating Water Systems | 0 | 0.0085103 | 0 |  | 0.0085103 | 0.0085103 | 0.023403 | 0 |  | 0.031914 | 0.031914 | 0.029786 | 0 |  | 0.0617 | 0.0617 | 0.029786 | 0 |  | 0.091486 | 0.091486 | 0.029786 | 0 |  |  | 4.22%
4 | Hydraulic works | 0 | 0 | 0 |  | 0 | 0 | 0 | 0 |  | 0 | 0 | 0 | 0 |  | 0 | 0 | 0 | 0 |  | 0 | 0 | 0 | 0 |  |  | 4.22%
5 | Other & Civil work | 0 | 0.17969 | 0 |  | 0.17969 | 0.17969 | 2.2336 | 0 |  | 2.4133 | 2.4133 | 4.2582 | 0 |  | 6.6715 | 6.6715 | 4.4085 | 0 |  | 11.0799 | 11.0799 | 4.4085 | 0 |  |  | 3.34%
6 | Plant & Machinery | 0 | 1.8562 | 0 |  | 1.8562 | 1.8562 | 7.0044 | 0 |  | 8.8607 | 8.8607 | 18.2784 | 0 |  | 27.1391 | 27.1391 | 29.2837 | 0 |  | 56.4228 | 56.4228 | 36.1218 | 0 |  |  | 4.22%
7 | Batteries | 0 | 0 | 0 |  | 0 | 0 | 0 | 0 |  | 0 | 0 | 0 | 0 |  | 0 | 0 | 0 | 0 |  | 0 | 0 | 0 | 0 |  |  | 9.5%
8 | Air Conditioning | 0 | 0 | 0 |  | 0 | 0 | 0 | 0 |  | 0 | 0 | 0 | 0 |  | 0 | 0 | 0 | 0 |  | 0 | 0 | 0 | 0 |  |  | 9.5%
9 | Lines & cable Network | 0 | 0 | 0 |  | 0 | 0 | 0 | 0 |  | 0 | 0 | 0 | 0 |  | 0 | 0 | 0 | 0 |  | 0 | 0 | 0 | 0 |  |  | 4.22%
10 | Vehicles | 0 | 0 | 0 |  | 0 | 0 | 0 | 0 |  | 0 | 0 | 0 | 0 |  | 0 | 0 | 0 | 0 |  | 0 | 0 | 0 | 0 |  |  | 9.5%
11 | Furniture & Fixtures | 0 | 0 | 0 |  | 0 | 0 | 0 | 0 |  | 0 | 0 | 0 | 0 |  | 0 | 0 | 0 | 0 |  | 0 | 0 | 0 | 0 |  |  | 6.33%
12 | Office Equipment | 0 | 0 | 0 |  | 0 | 0 | 0 | 0 |  | 0 | 0 | 0 | 0 |  | 0 | 0 | 0 | 0 |  | 0 | 0 | 0 | 0 |  |  | 6.33%
13 | Communication Equipments | 0 | 0 | 0 |  | 0 | 0 | 0 | 0 |  | 0 | 0 | 0 | 0 |  | 0 | 0 | 0 | 0 |  | 0 | 0 | 0 | 0 |  |  | 6.33%
14 | I.T. Equipment | 0 | 0 | 0 |  | 0 | 0 | 0 | 0 |  | 0 | 0 | 0 | 0 |  | 0 | 0 | 0 | 0 |  | 0 | 0 | 0 | 0 |  |  | 15%
15 | Software | 0 | 0 | 0 |  | 0 | 0 | 0 | 0 |  | 0 | 0 | 0 | 0 |  | 0 | 0 | 0 | 0 |  | 0 | 0 | 0 | 0 |  |  | 15%
16 | Intangibles | 0 | 0 | 0 |  | 0 | 0 | 0 | 0 |  | 0 | 0 | 0 | 0 |  | 0 | 0 | 0 | 0 |  | 0 | 0 | 0 | 0 |  |  | 15%
17 | RIGHT TO USE OF KGSC LEASE ASSET STAGE I & II | 0 | 0 | 0 |  | 0 | 0 | 0 | 0 |  | 0 | 0 | 0 | 0 |  | 0 | 0 | 0 | 0 |  | 0 | 0 | 0 | 0 |  |  | 3.34%
| Total |  | 2.0444 | 0 | 0 | 2.0444 | 2.0444 | 9.2615 | 0 | 0 | 11.3059 | 11.3059 | 22.5664 | 0 | 0 | 33.8723 | 33.8723 | 33.7219 | 0 | 0 | 67.5942 | 67.5942
|  |  | 9.9295 |  |  |  |  | 8.9295 |  |  |  |  | 7.9295 |  |  |  |  | 6.9295 |  |  |  |  | 5.9295
(C ) Net Fixed Assets
(Rs. Crore)
Sr. No. | Particulars | FY 2025-26 |  |  |  |  | FY 2026-27 |  |  |  |  | FY 2027-28 |  |  |  |  | FY 2028-29 |  |  |  |  | FY 2029-30
|  | Projected |  |  |  |  | Projected |  |  |  |  | Projected |  |  |  |  | Projected |  |  |  |  | Projected
|  | Balance at the beginning of the year | Additions during the year | Withdrawals during the year | Asset not in use | Balance at the end of the year | Balance at the beginning of the year | Additions during the year | Withdrawals during the year | Asset not in use | Balance at the end of the year | Balance at the beginning of the year | Additions during the year | Withdrawals during the year | Asset not in use | Balance at the end of the year | Balance at the beginning of the year | Additions during the year | Withdrawals during the year | Asset not in use | Balance at the end of the year | Balance at the beginning of the year | Additions during the year | Withdrawals during the year | Asset not in use | Balance at the end of the year
|  | (a) | (b) | (c) | (d) | (e) = (a)+(b)-(c)-(d) | (e) | (f) | (g) | (h) | (i) = (e)+(f)-(g)-(h) | (i) | (j) | (k) | (l) | (m) = (i)+(j)-(k)-(l) | (m) | (n) | (o) | (p) | (q) = (m)+(n)-(o)-(p) | (q) | (r) | (s) | (t) | (u)=(q)+(r)
1 | Land & Rights | 0 | 0 | 0 |  | 0 | 0 | 0 | 0 |  | 0 | 0 | 0 | 0 |  | 0 | 0 | 0 | 0 |  | 0 | 0 | 0 | 0 |  | 0
2 | Buildings | 0 | 0 | 0 |  | 0 | 0 | 0 | 0 |  | 0 | 0 | 0 | 0 |  | 0 | 0 | 0 | 0 |  | 0 | 0 | 0 | 0 |  | 0
3 | Cooling Towers and Circulating Water Systems | 0 | 0.39482 | 0 |  | 0.39482 | 0.39482 | 0.2791 | 0 |  | 0.67392 | 0.67392 | -0.029786 | 0 |  | 0.64413 | 0.64413 | -0.029786 | 0 |  | 0.61435 | 0.61435 | -0.029786 | 0 |  | 0.58456
4 | Hydraulic works | 0 | 0 | 0 |  | 0 | 0 | 0 | 0 |  | 0 | 0 | 0 | 0 |  | 0 | 0 | 0 | 0 |  | 0 | 0 | 0 | 0 |  | 0
5 | Other & Civil work | 0 | 10.5803 | 0 |  | 10.5803 | 10.5803 | 109.9964 | 0 |  | 120.5767 | 120.5767 | 4.7418 | 0 |  | 125.3185 | 125.3185 | -4.4085 | 0 |  | 120.9101 | 120.9101 | -4.4085 | 0 |  | 116.5016
6 | Plant & Machinery | 0 | 86.1171 | 0 |  | 86.1171 | 86.1171 | 149.0131 | 0 |  | 235.1302 | 235.1302 | 360.0166 | 0 |  | 595.1467 | 595.1467 | 113.9963 | 0 |  | 709.143 | 709.143 | 144.6782 | 0 |  | 853.8213
7 | Batteries | 0 | 0 | 0 |  | 0 | 0 | 0 | 0 |  | 0 | 0 | 0 | 0 |  | 0 | 0 | 0 | 0 |  | 0 | 0 | 0 | 0 |  | 0
8 | Air Conditioning | 0 | 0 | 0 |  | 0 | 0 | 0 | 0 |  | 0 | 0 | 0 | 0 |  | 0 | 0 | 0 | 0 |  | 0 | 0 | 0 | 0 |  | 0
9 | Lines & cable Network | 0 | 0 | 0 |  | 0 | 0 | 0 | 0 |  | 0 | 0 | 0 | 0 |  | 0 | 0 | 0 | 0 |  | 0 | 0 | 0 | 0 |  | 0
10 | Vehicles | 0 | 0 | 0 |  | 0 | 0 | 0 | 0 |  | 0 | 0 | 0 | 0 |  | 0 | 0 | 0 | 0 |  | 0 | 0 | 0 | 0 |  | 0
11 | Furniture & Fixtures | 0 | 0 | 0 |  | 0 | 0 | 0 | 0 |  | 0 | 0 | 0 | 0 |  | 0 | 0 | 0 | 0 |  | 0 | 0 | 0 | 0 |  | 0
12 | Office Equipment | 0 | 0 | 0 |  | 0 | 0 | 0 | 0 |  | 0 | 0 | 0 | 0 |  | 0 | 0 | 0 | 0 |  | 0 | 0 | 0 | 0 |  | 0
13 | Communication Equipments | 0 | 0 | 0 |  | 0 | 0 | 0 | 0 |  | 0 | 0 | 0 | 0 |  | 0 | 0 | 0 | 0 |  | 0 | 0 | 0 | 0 |  | 0
14 | I.T. Equipment | 0 | 0 | 0 |  | 0 | 0 | 0 | 0 |  | 0 | 0 | 0 | 0 |  | 0 | 0 | 0 | 0 |  | 0 | 0 | 0 | 0 |  | 0
15 | Software | 0 | 0 | 0 |  | 0 | 0 | 0 | 0 |  | 0 | 0 | 0 | 0 |  | 0 | 0 | 0 | 0 |  | 0 | 0 | 0 | 0 |  | 0
16 | Intangibles | 0 | 0 | 0 |  | 0 | 0 | 0 | 0 |  | 0 | 0 | 0 | 0 |  | 0 | 0 | 0 | 0 |  | 0 | 0 | 0 | 0 |  | 0
17 | RIGHT TO USE OF KGSC LEASE ASSET STAGE I & II | 0 | 0 | 0 |  | 0 | 0 | 0 | 0 |  | 0 | 0 | 0 | 0 |  | 0 | 0 | 0 | 0 |  | 0 | 0 | 0 | 0 |  | 0
| Total | 0 | 97.0922 | 0 | 0 | 97.0922 | 97.0922 | 259.2885 | 0 | 0 | 356.3808 | 356.3808 | 364.7286 | 0 | 0 | 721.1094 | 721.1094 | 109.5581 | 0 | 0 | 830.6674 | 830.6674 | 140.24 | 0 | 0 | 970.9074

## F6
Maharashtra State Power Generation Company Ltd.
MYT Petition Formats for Khaperkheda Unit 1-4
Form 6: Interest Expenses
A) Normative Loan
(Rs. Crore)
Sr. No. | Source of Loan | FY 2022-23 |  |  | FY 2023-24 |  |  | FY 2024-25 |  |  | Ensuing Years |  |  |  |  | Remarks
|  | MTR Order | April-March (Audited ) | True-Up requirement | MTR Order | April-March (Audited ) | True-Up requirement | MTR Order | April - March (Estimated) | Provisional True-Up requirement | FY 2025-26 | FY 2026-27 | FY 2027-28 | FY 2028-29 | FY 2029-30
|  | (a) | (b) | (c) = (b) - (a) | (d) | (e) | (f) = (e) - (d) | (g) | (h) | (i) = (h) - (g) | Projected | Projected | Projected | Projected | Projected
1 | Opening Balance of Gross Normative Loan |  |  | 0 |  |  | 0 |  |  | 0
2 | Cumulative Repayment till the year |  |  | 0 |  |  | 0 |  |  | 0
3 | Opening Balance of Net Normative Loan | 47.206 | 47.206 | 0 | 55.0177 | 53.4507 | -1.567 | 293.687 | 99.4305 | -194.2564 | 382.2948 | 377.6267 | 481.1391 | 650.2994 | 636.4787
4 | Less: Reduction of Normative Loan due to retirement or replacement of assets |  | 0.01862 | 0.01862 |  | 0.019731 | 0.019731 |  | 0 | 0
5 | Addition of Normative Loan due to capitalisation during the year | 32.039 | 30.215 | -1.824 | 294.791 | 78.4552 | -216.3358 | 70.709 | 421.092 | 350.383 | 154.5577 | 193.004 | 272.1215 | 100.296 | 126.56
6 | Repayment of Normative loan during the year | 24.2273 | 23.9703 | -0.25702 | 56.1217 | 32.4753 | -23.6464 | 64.2237 | 138.2278 | 74.0041 | 159.2257 | 89.4917 | 102.9611 | 114.1167 | 120.0703
7 | Closing Balance of Net Normative Loan | 55.0177 | 53.4507 | -1.567 | 293.687 | 99.4305 | -194.2564 | 300.1722 | 382.2948 | 82.1226 | 377.6267 | 481.1391 | 650.2994 | 636.4787 | 642.9685
8 | Closing Balance of Gross Normative Loan |  |  | 0 |  |  | 0 |  |  | 0
9 | Average Balance of Net Normative Loan | 51.1119 | 50.3284 | -0.78349 | 174.3523 | 76.4406 | -97.9117 | 296.9296 | 240.8627 | -56.0669 | 379.9608 | 429.3829 | 565.7192 | 643.3891 | 639.7236
10 | Weighted average Rate of Interest on actual Loans (%) | 10.37% | 10.37% | -0.003348% | 10.37% | 0.10083 | -0.2877% | 10.37% | 10.08% | -0.0028767 | 10.08% | 10.08% | 10.08% | 10.08% | 10.08%
11 | Interest Expenses | 5.3005 | 5.2175 | -0.082936 | 18.081 | 7.7073 | -10.3737 | 30.7927 | 24.2854 | -6.5072 | 38.3103 | 43.2934 | 57.0397 | 64.8709 | 64.5014
12 | Financing Charges | 0.57402 | 1.8544 | 1.2803 | 0.57402 | 1.6523 | 1.0783 | 0.57402 | 1.6523 | 1.0783 | 1.6523 | 1.6523 | 1.6523 | 1.6523 | 1.6523
13 | Total Interest & Financing Charges | 5.8745 | 7.0719 | 1.1974 | 18.655 | 9.3596 | -9.2954 | 31.3667 | 25.9378 | -5.4289 | 39.9626 | 44.9457 | 58.6921 | 66.5233 | 66.1537
B) Existing Actual Long-term Loans
(Rs. Crore)
Sr. No. | Source of Loan | FY 2022-23 |  |  | FY 2023-24 |  |  | FY 2024-25 |  |  | Ensuing Years |  |  |  |  | Remarks
|  | MYT Order | April-March (Audited ) | True-Up requirement | MYT Order | April-March (Audited ) | True-Up requirement | MYT Order | April - March (Estimated) | Provisional True-Up requirement | FY 2025-26 | FY 2026-27 | FY 2027-28 | FY 2028-29 | FY 2029-30
|  | (a) | (b) | (c) = (b) - (a) | (d) | (e) | (f) = (e) - (d) | (g) | (h) | (i) = (h) - (g) | Projected | Projected | Projected | Projected | Projected
1 | PFC (Allocation of Generic Loans) (All TPS)
1.1 | Opening Balance of Loan |  | 0.27674 | 0.27674 |  | 0 | 0 |  |  | 0
1.2 | Less: Reduction of Normative Loan due to retirement or replacement of assets |  | 0 | 0 |  | 0 | 0 |  |  | 0
1.3 | Addition of Loan during the year |  | 0 | 0 |  | 0 | 0 |  |  | 0
1.4 | Loan Repayment during the year |  | 0.27674 | 0.27674 |  | 0 | 0 |  |  | 0
1.5 | Closing Balance of Loan |  | 0 | 0 |  | 0 | 0 |  | 0 | 0 |  | 0 |  |  | 0
1.6 | Average Loan Balance |  | 0.13837 | 0.13837 |  | 0 | 0 |  |  | 0
1.7 | Applicable Interest Rate (%) |  | 3.527% | 3.527% |  | 0% | #DIV/0! |  | #DIV/0! | #DIV/0! |  | #DIV/0! |  |  | #DIV/0!
1.8 | Interest Expenses |  | 0.0048803 | 0.0048803 |  | 0 | 0 |  |  | 0
2 | PFC - BLC General Capex (Allocation of Generic loans) (All TPS)
2.1 | Opening Balance of Loan |  | 0.023048 | 0.023048 |  | 0.01034 | 0.01034 |  |  | 0
2.2 | Less: Reduction of Normative Loan due to retirement or replacement of assets |  | 0 | 0 |  | 0 | 0 |  |  | 0
2.3 | Addition of Loan during the year |  | 0 | 0 |  | 0 | 0 |  |  | 0
2.4 | Loan Repayment during the year |  | 0.012283 | 0.012283 |  | 0.007224 | 0.007224 |  |  | 0
2.5 | Closing Balance of Loan |  | 0.010765 | 0.010765 |  | 0.0031164 | 0.0031164 |  | 0 | 0 |  | 0 |  |  | 0
2.6 | Average Loan Balance |  | 0.016906 | 0.016906 |  | 0.0067284 | 0.0067284 |  |  | 0
2.7 | Applicable Interest Rate (%) |  | 9.893% | 9.893% |  | 8.764% | 8.764% |  | #DIV/0! | #DIV/0! |  | #DIV/0! |  |  | #DIV/0!
2.8 | Interest Expenses |  | 0.0016726 | 0.0016726 |  | 0.00058965 | 0.00058965 |  |  | 0
3 | REC
3.1 | Opening Balance of Loan |  | 12.662 | 12.662 |  | 11.1682 | 11.1682 |  |  | 0
3.2 | Less: Reduction of Normative Loan due to retirement or replacement of assets |  | 0 | 0 |  | 0 | 0 |  |  | 0
3.3 | Addition of Loan during the year |  | 0.11845 | 0.11845 |  | 1.1093 | 1.1093 |  |  | 0
3.4 | Loan Repayment during the year |  | 1.1535 | 1.1535 |  | 1.419 | 1.419 |  |  | 0
3.5 | Closing Balance of Loan |  | 11.627 | 11.627 |  | 10.8586 | 10.8586 |  | 0 | 0 |  | 0 |  |  | 0
3.6 | Average Loan Balance |  | 12.1445 | 12.1445 |  | 11.0134 | 11.0134 |  |  | 0
3.7 | Applicable Interest Rate (%) |  | 10.6% | 10.6% |  | 10.69% | 10.69% |  | #DIV/0! | #DIV/0! |  | #DIV/0! |  |  | #DIV/0!
3.8 | Interest Expenses |  | 1.2877 | 1.2877 |  | 1.177 | 1.177 |  |  | 0
4 | REC MTL
4.1 | Opening Balance of Loan |  | 0 | 0 |  | 0 | 0 |  |  | 0
4.2 | Less: Reduction of Normative Loan due to retirement or replacement of assets |  | 0 | 0 |  | 0 | 0 |  |  | 0
4.3 | Addition of Loan during the year |  | 0 | 0 |  | 0 | 0 |  |  | 0
4.4 | Loan Repayment during the year |  | 0 | 0 |  | 0 | 0 |  |  | 0
4.5 | Closing Balance of Loan |  | 0 | 0 |  | 0 | 0 |  | 0 | 0 |  | 0 |  |  | 0
4.6 | Average Loan Balance |  | 0 | 0 |  | 0 | 0 |  |  | 0
4.7 | Applicable Interest Rate (%) |  | 0% | #DIV/0! |  | 0% | #DIV/0! |  | #DIV/0! | #DIV/0! |  | #DIV/0! |  |  | #DIV/0!
4.8 | Interest Expenses |  | 0 | 0 |  | 0 | 0 |  |  | 0
5 | South Indian Bank
5.1 | Opening Balance of Loan |  | 0.046794 | 0.046794 |  | 2.8123e-09 | 2.8123e-09 |  |  | 0
5.2 | Less: Reduction of Normative Loan due to retirement or replacement of assets |  | 0 | 0 |  | 0 | 0 |  |  | 0
5.3 | Addition of Loan during the year |  | 0 | 0 |  | 0 | 0 |  |  | 0
5.4 | Loan Repayment during the year |  | 0.046794 | 0.046794 |  | 0 | 0 |  |  | 0
5.5 | Closing Balance of Loan |  | 1.2827e-09 | 1.2827e-09 |  | 2.8123e-09 | 2.8123e-09 |  | 0 | 0 |  | 0 |  |  | 0
5.6 | Average Loan Balance |  | 0.023397 | 0.023397 |  | 2.8123e-09 | 2.8123e-09 |  |  | 0
5.7 | Applicable Interest Rate (%) |  | 1.906% | 1.906% |  | 0% | 0% |  | #DIV/0! | #DIV/0! |  | #DIV/0! |  |  | #DIV/0!
5.8 | Interest Expenses |  | 0.000446 | 0.000446 |  | 0 | 0 |  |  | 0
6 | Inst 6 - (Indian Bank-7 & BoM-1)
6.1 | Opening Balance of Loan |  | 0 | 0 |  | 0 | 0 |  |  | 0
6.2 | Less: Reduction of Normative Loan due to retirement or replacement of assets |  | 0 | 0 |  | 0 | 0 |  |  | 0
6.3 | Addition of Loan during the year |  | 0 | 0 |  | 0 | 0 |  |  | 0
6.4 | Loan Repayment during the year |  | 0 | 0 |  | 0 | 0 |  |  | 0
6.5 | Closing Balance of Loan |  | 0 | 0 |  | 0 | 0 |  | 0 | 0 |  | 0 |  |  | 0
6.6 | Average Loan Balance |  | 0 | 0 |  | 0 | 0 |  |  | 0
6.7 | Applicable Interest Rate (%) |  | 0% | #DIV/0! |  | 0% | #DIV/0! |  | #DIV/0! | #DIV/0! |  | #DIV/0! |  |  | #DIV/0!
6.8 | Interest Expenses |  | 0 | 0 |  | 0 | 0 |  |  | 0
7 | Inst 7 - (Indian Bank-7 & BoM-1)
7.1 | Opening Balance of Loan |  | 0 | 0 |  | 0 | 0 |  |  | 0
7.2 | Less: Reduction of Normative Loan due to retirement or replacement of assets |  | 0 | 0 |  | 0 | 0 |  |  | 0
7.3 | Addition of Loan during the year |  | 0 | 0 |  | 0 | 0 |  |  | 0
7.4 | Loan Repayment during the year |  | 0 | 0 |  | 0 | 0 |  |  | 0
7.5 | Closing Balance of Loan |  | 0 | 0 |  | 0 | 0 |  | 0 | 0 |  | 0 |  |  | 0
7.6 | Average Loan Balance |  | 0 | 0 |  | 0 | 0 |  |  | 0
7.7 | Applicable Interest Rate (%) |  | 0% | #DIV/0! |  | 0% | #DIV/0! |  | #DIV/0! | #DIV/0! |  | #DIV/0! |  |  | #DIV/0!
7.8 | Interest Expenses |  | 0 | 0 |  | 0 | 0 |  |  | 0
8 | Inst 8 - Addln Capex
8.1 | Opening Balance of Loan |  | 0 | 0 |  | 0 | 0 |  |  | 0
8.2 | Less: Reduction of Normative Loan due to retirement or replacement of assets |  | 0 | 0 |  | 0 | 0 |  |  | 0
8.3 | Addition of Loan during the year |  | 0 | 0 |  | 0 | 0 |  |  | 0
8.4 | Loan Repayment during the year |  | 0 | 0 |  | 0 | 0 |  |  | 0
8.5 | Closing Balance of Loan |  | 0 | 0 |  | 0 | 0 |  | 0 | 0 |  | 0 |  |  | 0
8.6 | Average Loan Balance |  | 0 | 0 |  | 0 | 0 |  |  | 0
8.7 | Applicable Interest Rate (%) |  | 0% | #DIV/0! |  | 0% | #DIV/0! |  | #DIV/0! | #DIV/0! |  | #DIV/0! |  |  | #DIV/0!
8.8 | Interest Expenses |  | 0 | 0 |  | 0 | 0 |  |  | 0
…
…
…
9 | Total
9.1 | Opening Balance of Loan |  | 13.0086 |  |  | 11.1786 |  |  | 0 |  |  | 0 |  |  | 0
9.2 | Less: Reduction of Normative Loan due to retirement or replacement of assets |  | 0 |  |  | 0 |  |  | 0 |  |  | 0 |  |  | 0
9.3 | Addition of Loan during the year |  | 0.11845 |  |  | 1.1093 |  |  | 0 |  |  | 0 |  |  | 0
9.4 | Loan Repayment during the year |  | 1.4893 |  |  | 1.4262 |  |  | 0 |  |  | 0 |  |  | 0
9.5 | Closing Balance of Loan |  | 11.6378 |  |  | 10.8617 |  |  | 0 |  |  | 0 |  |  | 0
9.6 | Average Loan Balance |  | 12.3232 |  |  | 11.0201 |  |  | 0 |  |  | 0 |  |  | 0
9.7 | Applicable Interest Rate (%) |  | 10.51% |  |  | 19.45% |  |  | #DIV/0! |  |  | #DIV/0! |  |  | #DIV/0!
9.8 | Interest Expenses |  | 1.2947 |  |  | 1.1776 |  |  | 0 |  |  | 0 |  |  | 0
10 | Gross Interest Expenses |  | 1.2947 |  |  | 1.1776 |  |  | 0 |  |  | 0 |  |  | 0
11 | Less: Expenses Capitalised
12 | Net Interest Expenses |  | 1.2947 |  |  | 1.1776 |  |  | 0 |  |  | 0 |  |  | 0
Note:
Separate detailed computations for FERV component to be submitted
C) Existing Actual Long-term Loans (Station Specific)
(Rs. Crore)
Sr. No. | Source of Loan | FY 2022-23 |  |  | FY 2023-24 |  |  | FY 2024-25 |  |  | Ensuing Years |  |  |  |  | Remarks
|  | MYT Order | April-March (Audited ) | True-Up requirement | MYT Order | April-March (Audited ) | True-Up requirement | MYT Order | April - March (Estimated) | Provisional True-Up requirement | FY 2025-26 | FY 2026-27 | FY 2027-28 | FY 2028-29 | FY 2029-30
|  | (a) | (b) | (c) = (b) - (a) | (d) | (e) | (f) = (e) - (d) | (g) | (h) | (i) = (h) - (g) | Projected | Projected | Projected | Projected | Projected
1 | PFC
1.1 | Opening Balance of Loan |  | 20.218 | 20.218 |  | 35.4167 | 35.4167 |  |  | 0
1.2 | Less: Reduction of Normative Loan due to retirement or replacement of assets |  | 0 | 0 |  | 0 | 0 |  |  | 0
1.3 | Addition of Loan during the year |  | 17.0367 | 17.0367 |  | 35.0339 | 35.0339 |  |  | 0
1.4 | Loan Repayment during the year |  | 1.838 | 1.838 |  | 1.838 | 1.838 |  |  | 0
1.5 | Closing Balance of Loan |  | 35.4167 | 35.4167 |  | 68.6126 | 68.6126 |  | 0 | 0 |  | 0 |  |  | 0
1.6 | Average Loan Balance |  | 27.8173 | 27.8173 |  | 52.0146 | 52.0146 |  |  | 0
1.7 | Applicable Interest Rate (%) |  | 10.61% | 10.61% |  | 9.867% | 9.867% |  | #DIV/0! | #DIV/0! |  | #DIV/0! |  |  | #DIV/0!
1.8 | Interest Expenses |  | 2.9524 | 2.9524 |  | 5.1321 | 5.1321 |  |  | 0
2 | PFC BLC General Capex
2.1 | Opening Balance of Loan |  | 8.8043 | 8.8043 |  | 4.1121 | 4.1121 |  |  | 0
2.2 | Less: Reduction of Normative Loan due to retirement or replacement of assets |  | 0 | 0 |  | 0 | 0 |  |  | 0
2.3 | Addition of Loan during the year |  | 0 | 0 |  | 0 | 0 |  |  | 0
2.4 | Loan Repayment during the year |  | 4.6921 | 4.6921 |  | 2.8728 | 2.8728 |  |  | 0
2.5 | Closing Balance of Loan |  | 4.1121 | 4.1121 |  | 1.2393 | 1.2393 |  | 0 | 0 |  | 0 |  |  | 0
2.6 | Average Loan Balance |  | 6.4582 | 6.4582 |  | 2.6757 | 2.6757 |  |  | 0
2.7 | Applicable Interest Rate (%) |  | 9.894% | 9.894% |  | 8.764% | 8.764% |  | #DIV/0! | #DIV/0! |  | #DIV/0! |  |  | #DIV/0!
2.8 | Interest Expenses |  | 0.63897 | 0.63897 |  | 0.23449 | 0.23449 |  |  | 0
3 | REC
3.1 | Opening Balance of Loan |  | 195.0243 | 195.0243 |  | 179.1829 | 179.1829 |  |  | 0
3.2 | Less: Reduction of Normative Loan due to retirement or replacement of assets |  | 0 | 0 |  | 0 | 0 |  |  | 0
3.3 | Addition of Loan during the year |  | 8.0732 | 8.0732 |  | 9.9098 | 9.9098 |  |  | 0
3.4 | Loan Repayment during the year |  | 23.9146 | 23.9146 |  | 25.3836 | 25.3836 |  |  | 0
3.5 | Closing Balance of Loan |  | 179.1829 | 179.1829 |  | 163.7091 | 163.7091 |  | 0 | 0 |  | 0 |  |  | 0
3.6 | Average Loan Balance |  | 187.1036 | 187.1036 |  | 171.446 | 171.446 |  |  | 0
3.7 | Applicable Interest Rate (%) |  | 10.36% | 10.36% |  | 10.13% | 10.13% |  | #DIV/0! | #DIV/0! |  | #DIV/0! |  |  | #DIV/0!
3.8 | Interest Expenses |  | 19.3811 | 19.3811 |  | 17.3676 | 17.3676 |  |  | 0
4 | REC MTL
4.1 | Opening Balance of Loan |  | 0 | 0 |  | 0 | 0 |  |  | 0
4.2 | Less: Reduction of Normative Loan due to retirement or replacement of assets |  | 0 | 0 |  | 0 | 0 |  |  | 0
4.3 | Addition of Loan during the year |  | 0 | 0 |  | 0 | 0 |  |  | 0
4.4 | Loan Repayment during the year |  | 0 | 0 |  | 0 | 0 |  |  | 0
4.5 | Closing Balance of Loan |  | 0 | 0 |  | 0 | 0 |  | 0 | 0 |  | 0 |  |  | 0
4.6 | Average Loan Balance |  | 0 | 0 |  | 0 | 0 |  |  | 0
4.7 | Applicable Interest Rate (%) |  | 0% | 0% |  | 0% | #DIV/0! |  | #DIV/0! | #DIV/0! |  | #DIV/0! |  |  | #DIV/0!
4.8 | Interest Expenses |  | 0 | 0 |  | 0 | 0 |  |  | 0
5 | Inst 14 -South Indian Bank
5.1 | Opening Balance of Loan |  | 0.92717 | 0.92717 |  | 3.6926e-08 | 3.6926e-08 |  |  | 0
5.2 | Less: Reduction of Normative Loan due to retirement or replacement of assets |  | 0 | 0 |  | 0 | 0 |  |  | 0
5.3 | Addition of Loan during the year |  | 0 | 0 |  | 0 | 0 |  |  | 0
5.4 | Loan Repayment during the year |  | 0.92717 | 0.92717 |  | 0 | 0 |  |  | 0
5.5 | Closing Balance of Loan |  | 3.6926e-08 | 3.6926e-08 |  | 3.6926e-08 | 3.6926e-08 |  | 0 | 0 |  | 0 |  |  | 0
5.6 | Average Loan Balance |  | 0.46359 | 0.46359 |  | 3.6926e-08 | 3.6926e-08 |  |  | 0
5.7 | Applicable Interest Rate (%) |  | 1.906% | 1.906% |  | 0% | 0% |  | #DIV/0! | #DIV/0! |  | #DIV/0! |  |  | #DIV/0!
5.8 | Interest Expenses |  | 0.0088379 | 0.0088379 |  | 0 | 0 |  |  | 0
6 | Hudco
6.1 | Opening Balance of Loan |  | 0 | 0 |  | 0 | 0 |  |  | 0
6.2 | Less: Reduction of Normative Loan due to retirement or replacement of assets |  | 0 | 0 |  | 0 | 0 |  |  | 0
6.3 | Addition of Loan during the year |  | 0 | 0 |  | 0 | 0 |  |  | 0
6.4 | Loan Repayment during the year |  | 0 | 0 |  | 0 | 0 |  |  | 0
6.5 | Closing Balance of Loan |  | 0 | 0 |  | 0 | 0 |  | 0 | 0 |  | 0 |  |  | 0
6.6 | Average Loan Balance |  | 0 | 0 |  | 0 | 0 |  |  | 0
6.7 | Applicable Interest Rate (%) |  | 0% | #DIV/0! |  | 0% | #DIV/0! |  | #DIV/0! | #DIV/0! |  | #DIV/0! |  |  | #DIV/0!
6.8 | Interest Expenses |  | 0 | 0 |  | 0 | 0 |  |  | 0
7 | Inst 6 - (Indian Bank-7 & BoM-1)
7.1 | Opening Balance of Loan |  | 0 | 0 |  | 0 | 0 |  |  | 0
7.2 | Less: Reduction of Normative Loan due to retirement or replacement of assets |  | 0 | 0 |  | 0 | 0 |  |  | 0
7.3 | Addition of Loan during the year |  | 0 | 0 |  | 0 | 0 |  |  | 0
7.4 | Loan Repayment during the year |  | 0 | 0 |  | 0 | 0 |  |  | 0
7.5 | Closing Balance of Loan |  | 0 | 0 |  | 0 | 0 |  | 0 | 0 |  | 0 |  |  | 0
7.6 | Average Loan Balance |  | 0 | 0 |  | 0 | 0 |  |  | 0
7.7 | Applicable Interest Rate (%) |  | 0% | #DIV/0! |  | 0% | #DIV/0! |  | #DIV/0! | #DIV/0! |  | #DIV/0! |  |  | #DIV/0!
7.8 | Interest Expenses |  | 0 | 0 |  | 0 | 0 |  |  | 0
8 | Inst 7 - (Indian Bank-7 & BoM-1)
8.1 | Opening Balance of Loan |  | 0 | 0 |  | 0 | 0 |  |  | 0
8.2 | Less: Reduction of Normative Loan due to retirement or replacement of assets |  | 0 | 0 |  | 0 | 0 |  |  | 0
8.3 | Addition of Loan during the year |  | 0 | 0 |  | 0 | 0 |  |  | 0
8.4 | Loan Repayment during the year |  | 0 | 0 |  | 0 | 0 |  |  | 0
8.5 | Closing Balance of Loan |  | 0 | 0 |  | 0 | 0 |  | 0 | 0 |  | 0 |  |  | 0
8.6 | Average Loan Balance |  | 0 | 0 |  | 0 | 0 |  |  | 0
8.7 | Applicable Interest Rate (%) |  | 0% | #DIV/0! |  | 0% | #DIV/0! |  | #DIV/0! | #DIV/0! |  | #DIV/0! |  |  | #DIV/0!
8.8 | Interest Expenses |  | 0 | 0 |  | 0 | 0 |  |  | 0
9 | Inst 8 - Addln Capex
9.1 | Opening Balance of Loan |  | 0 | 0 |  | 0 | 0 |  |  | 0
9.2 | Less: Reduction of Normative Loan due to retirement or replacement of assets |  | 0 | 0 |  | 0 | 0 |  |  | 0
9.3 | Addition of Loan during the year |  | 0 | 0 |  | 0 | 0 |  |  | 0
9.4 | Loan Repayment during the year |  | 0 | 0 |  | 0 | 0 |  |  | 0
9.5 | Closing Balance of Loan |  | 0 | 0 |  | 0 | 0 |  | 0 | 0 |  | 0 |  |  | 0
9.6 | Average Loan Balance |  | 0 | 0 |  | 0 | 0 |  |  | 0
9.7 | Applicable Interest Rate (%) |  | 0% | #DIV/0! |  | 0% | #DIV/0! |  | #DIV/0! | #DIV/0! |  | #DIV/0! |  |  | #DIV/0!
9.8 | Interest Expenses |  | 0 | 0 |  | 0 | 0 |  |  | 0
10 | Inst 9 - Addln Capex (STL Capex)
10.1 | Opening Balance of Loan |  | 0 | 0 |  | 0 | 0 |  |  | 0
10.2 | Less: Reduction of Normative Loan due to retirement or replacement of assets |  | 0 | 0 |  | 0 | 0 |  |  | 0
10.3 | Addition of Loan during the year |  | 0 | 0 |  | 0 | 0 |  |  | 0
10.4 | Loan Repayment during the year |  | 0 | 0 |  | 0 | 0 |  |  | 0
10.5 | Closing Balance of Loan |  | 0 | 0 |  | 0 | 0 |  | 0 | 0 |  | 0 |  |  | 0
10.6 | Average Loan Balance |  | 0 | 0 |  | 0 | 0 |  |  | 0
10.7 | Applicable Interest Rate (%) |  | 0% | #DIV/0! |  | 0% | #DIV/0! |  | #DIV/0! | #DIV/0! |  | #DIV/0! |  |  | #DIV/0!
10.8 | Interest Expenses |  | 0 | 0 |  | 0 | 0 |  |  | 0
11 | Inst 12 - World Bank
11.1 | Opening Balance of Loan |  | 0 | 0 |  | 0 | 0 |  |  | 0
11.2 | Less: Reduction of Normative Loan due to retirement or replacement of assets |  | 0 | 0 |  | 0 | 0 |  |  | 0
11.3 | Addition of Loan during the year |  | 0 | 0 |  | 0 | 0 |  |  | 0
11.4 | Loan Repayment during the year |  | 0 | 0 |  | 0 | 0 |  |  | 0
11.5 | Closing Balance of Loan |  | 0 | 0 |  | 0 | 0 |  | 0 | 0 |  | 0 |  |  | 0
11.6 | Average Loan Balance |  | 0 | 0 |  | 0 | 0 |  |  | 0
11.7 | Applicable Interest Rate (%) |  | 0% | #DIV/0! |  | 0% | #DIV/0! |  | #DIV/0! | #DIV/0! |  | #DIV/0! |  |  | #DIV/0!
11.8 | Interest Expenses |  | 0 | 0 |  | 0 | 0 |  |  | 0
12 | Inst 13 - SBI
12.1 | Opening Balance of Loan |  | 0 | 0 |  | 0 | 0 |  |  | 0
12.2 | Less: Reduction of Normative Loan due to retirement or replacement of assets |  | 0 | 0 |  | 0 | 0 |  |  | 0
12.3 | Addition of Loan during the year |  | 0 | 0 |  | 0 | 0 |  |  | 0
12.4 | Loan Repayment during the year |  | 0 | 0 |  | 0 | 0 |  |  | 0
12.5 | Closing Balance of Loan |  | 0 | 0 |  | 0 | 0 |  | 0 | 0 |  | 0 |  |  | 0
12.6 | Average Loan Balance |  | 0 | 0 |  | 0 | 0 |  |  | 0
12.7 | Applicable Interest Rate (%) |  | 0% | #DIV/0! |  | 0% | #DIV/0! |  | #DIV/0! | #DIV/0! |  | #DIV/0! |  |  | #DIV/0!
12.8 | Interest Expenses |  | 0 | 0 |  | 0 | 0 |  |  | 0
…
…
13 | Total
13.1 | Opening Balance of Loan |  | 224.9737 |  |  | 218.7117 |  |  | 0 |  |  | 0 |  |  | 0
13.2 | Less: Reduction of Normative Loan due to retirement or replacement of assets |  | 0 |  |  | 0 |  |  | 0 |  |  | 0 |  |  | 0
13.3 | Addition of Loan during the year |  | 25.1099 |  |  | 44.9437 |  |  | 0 |  |  | 0 |  |  | 0
13.4 | Loan Repayment during the year |  | 31.3719 |  |  | 30.0944 |  |  | 0 |  |  | 0 |  |  | 0
13.5 | Closing Balance of Loan |  | 218.7117 |  |  | 233.561 |  |  | 0 |  |  | 0 |  |  | 0
13.6 | Average Loan Balance |  | 221.8427 |  |  | 226.1364 |  |  | 0 |  |  | 0 |  |  | 0
13.7 | Applicable Interest Rate (%) |  | 10.36% |  |  | 28.76% |  |  | #DIV/0! |  |  | #DIV/0! |  |  | #DIV/0!
13.8 | Interest Expenses |  | 22.9813 |  |  | 22.7342 |  |  | 0 |  |  | 0 |  |  | 0
14 | Gross Interest Expenses |  | 22.9813 |  |  | 22.7342 |  |  | 0 |  |  | 0 |  |  | 0
15 | Less: Expenses Capitalised
16 | Net Interest Expenses |  | 22.9813 |  |  | 22.7342 |  |  | 0 |  |  | 0 |  |  | 0
D ) Actual Loans drawn during the year
(Rs. Crore)
Sr. No. | Source of Loan | FY 2019-20* |  |  | FY 2020-21 |  |  | FY 2022-23 |  |  | FY 2023-24 |  | FY 2024-25 |  |  | Remarks
|  | MYT Order | April-March (Audited ) | True-Up requirement | MYT Order | April-March (Audited ) | True-Up requirement | MYT Order | April - March (Estimated) | Provisional True-Up requirement | MYT Order | Revised Projections | MYT Order |  | Revised Projections
|  | (a) | (b) | (c) = (b) - (a) | (d) | (e) | (f) = (e) - (d) | (j) | (k) | (l) = (k) - (j) | (m) | (n) | (o) |  | (p)
1 | Loan 1
1.1 | Opening Balance of Loan
1.2 | Less: Reduction of Normative Loan due to retirement or replacement of assets
1.3 | Addition of Loan during the year
1.4 | Loan Repayment during the year
1.5 | Closing Balance of Loan |  | 0 |  |  | 0 |  |  | 0 |  |  | 0 |  |  | 0
1.6 | Average Loan Balance |  | 0
1.7 | Applicable Interest Rate (%) |  | 0% |  |  | #DIV/0! |  |  | #DIV/0! |  |  | #DIV/0! |  |  | #DIV/0!
1.8 | Interest Expenses
2 | Loan 2
2.1 | Opening Balance of Loan
2.2 | Less: Reduction of Normative Loan due to retirement or replacement of assets
2.3 | Addition of Loan during the year
2.4 | Loan Repayment during the year
2.5 | Closing Balance of Loan |  | 0 |  |  | 0 |  |  | 0 |  |  | 0 |  |  | 0
2.6 | Average Loan Balance |  | 0
2.7 | Applicable Interest Rate (%) |  | 0% |  |  | #DIV/0! |  |  | #DIV/0! |  |  | #DIV/0! |  |  | #DIV/0!
2.8 | Interest Expenses
3 | Loan 3
…
…
…
10 | Total
10.1 | Opening Balance of Loan
10.2 | Less: Reduction of Normative Loan due to retirement or replacement of assets
10.3 | Addition of Loan during the year
10.4 | Loan Repayment during the year
10.5 | Closing Balance of Loan
10.6 | Average Loan Balance
10.7 | Applicable Interest Rate (%) |  | 0%
10.8 | Interest Expenses
9 | Gross Interest Expenses
10 | Less: Expenses Capitalised
11 | Net Interest Expenses
Note:
Separate detailed computations for FERV component to be submitted
Note on D25: Anil Patkare: Similar to above numbers of normative loan, for remaining years to be udpated
Note on E38: MercadosEMI: Formuka was missing
Note on H38: MercadosEMI: Formuka was missing
Note on E48: MercadosEMI: Formuka was missing
Note on H48: MercadosEMI: Formuka was missing
Note on E58: MercadosEMI: Formuka was missing
Note on H58: MercadosEMI: Formuka was missing
Note on E68: MercadosEMI: Formuka was missing
Note on H68: MercadosEMI: Formuka was missing
Note on E78: MercadosEMI: Formuka was missing
Note on H78: MercadosEMI: Formuka was missing
Note on E88: MercadosEMI: Formuka was missing
Note on H88: MercadosEMI: Formuka was missing
Note on E98: MercadosEMI: Formuka was missing
Note on H98: MercadosEMI: Formuka was missing
Note on E108: MercadosEMI: Formuka was missing
Note on H108: MercadosEMI: Formuka was missing
Note on E289: MercadosEMI: Formuka was missing
Note on E299: MercadosEMI: Formuka was missing

## F7
Maharashtra State Power Generation Company Ltd.
MYT Petition Formats for Khaperkheda Unit 1-4
Form 7: Base Return on Regulatory Equity
(Rs. Crore)
Sr. No. | Particulars | FY 2022-23 |  |  | FY 2023-24 |  |  | FY 2024-25
|  | MTR Order | April-March (Audited ) | True-Up requirement | MTR Order | April-March (Audited ) | True-Up requirement | MTR Order | April - March (Estimated) | Provisional True-Up requirement
|  | (a) | (b) | (c) = (b) - (a) | (d) | (e) | (f) = (e) - (d) | (g) | (h) | (i) = (h)-(g)
1 | Regulatory Equity at the beginning of the year | 983.3048 | 983.3048 | 0 | 997.0358 | 995.8662 |  | 1123.3748 | 1029.1222 | -94.2525
2 | Capitalisation during the year $ |  |  | 0 | [5 empty] | 0
3 | Equity portion of capitalisation during the year # | 13.731 | 12.9493 | -0.78172 | 126.339 | 33.6236 |  | 30.3038 | 180.468 | 150.1642
4 | Reduction in Equity Capital on account of retirement / replacement of assets |  | 0.38785 | 0.38785 |  | 0.36762 | 0.36762 |  | 0 | 0
5 | Regulatory Equity at the end of the year | 997.0358 | 995.8662 | -1.1696 | 1123.3748 | 1029.1222 | -94.2525 | 1153.6786 | 1209.5902 | 55.9116
Return on Equity Computation
6 | Base Rate of Return on Equity | 14% | 14% | 0% | 14% | 14% | 0% | 14% | 14% | 0%
7 | Pretax Return on Equity after considering effective Tax rate $$ | 14% | 14% | 0% | 14% | 14% | 0% | 14% | 14% | 0%
8 | Return on Regulatory Equity at the beginning of the year | 137.6627 | 137.6627 | 0 | 139.585 | 139.4213 | -0.16374 | 157.2725 | 144.0771 | -13.1954
9 | Return on Regulatory Equity addition during the year | 0.96117 | 0.8793 | -0.08187 | 8.8437 | 2.3279 | -6.5158 | 2.1213 | 12.6328 | 10.5115
10 | Total Return on Equity | 138.6238 | 138.542 | -0.08187 | 148.4287 | 141.7492 | -6.6795 | 159.3937 | 156.7099 | -2.6839
Tax Rate
Additional Return on Equity
Sr. No. | Particulars | Unit | FY 2022-23 | FY 2023-24
|  |  | April-March (Audited ) | April-March (Audited )
1 | Incremental Ramp rate over and above 1% per minute# | %
2 | Additional Rate of Return on Equity for incremental ramp rate (a) | % | 0% | 0%
3 | Mean Time Between Failures (MTBF) during the year$ | no. of days
4 | Additional Rate of Return on Equity on account of MTBF (b) | % | 0.375% | 0%
5 | Total Additional Rate of Return on Equity (c) = (a) + (b) | % | 0.375% | 0%
Additional Return on Equity Computation
6 | Return on Regulatory Equity at the beginning of the year | Rs. Crore | 3.6874 | 0
7 | Return on Regulatory Equity addition during the year | Rs. Crore | 0.023553 | 0
8 | Total Additional Return on Equity |  | 3.7109 | 0
Note: # Generating Company shall submit MSLDC certificate to substantiate incremental ramp rate over and above the ramp rate of 1% per minute as specified in the Regulations
$ Generating Company shall submit SLDC certificate to substantiate Mean Time Between Failures as per formula specified in the Regulations
Sr. No. | Particulars | Ensuing Years |  |  |  |  | Remarks
|  | FY 2025-26 | FY 2026-27 | FY 2027-28 | FY 2028-29 | FY 2029-30
|  | Projected | Projected | Projected | Projected | Projected
1 | Regulatory Equity at the beginning of the year | 1209.5902 | 1275.8292 | 1358.5452 | 1475.1687 | 1518.1527
2 | Capitalisation during the year $
3 | Equity portion of capitalisation during the year # | 66.239 | 82.716 | 116.6235 | 42.984 | 54.24
4 | Reduction in Equity Capital on account of retirement / replacement of assets | 0 | 0 | 0 | 0 | 0
5 | Regulatory Equity at the end of the year | 1275.8292 | 1358.5452 | 1475.1687 | 1518.1527 | 1572.3927
Return on Equity Computation
6 | Base Rate of Return on Equity | 14% | 14% | 14% | 14% | 14%
7 | Pretax Return on Equity after considering effective Tax rate $$ | 15.5% | 15.5% | 15.5% | 15.5% | 15.5%
8 | Return on Regulatory Equity at the beginning of the year | 187.4865 | 197.7535 | 210.5745 | 228.6512 | 235.3137
9 | Return on Regulatory Equity addition during the year | 5.1335 | 6.4105 | 9.0383 | 3.3313 | 4.2036
10 | Total Return on Equity | 192.62 | 204.164 | 219.6128 | 231.9824 | 239.5173
Note: # Equity balance for the fifth Control Period exceeding the difference between the sum of cumulative ROE allowed, efficiency gains /losses, incentives and disincentives & income earned from investment of return on equity, and the cumulative equity investment approved by the Commission in previous years, shall be supported by documentary evidence
**Any additional capitalization after cut-off date excluding due to Change in Law shall be as per the second proviso of Regulation 29.1 of the MERC MYT Regulations, 2024
$$ Pre tax Retrun on Equity to be considered as computed in Form 12 based on Income tax rate approved
Note on E14: MercadosEMI: value diff from true up sheet

## F8
Maharashtra State Power Generation Company Ltd.
MYT Petition Formats for Khaperkheda Unit 1-4
Form 8: Sales Forecast
Year: FY 2022-23
Audited | [12 empty] | (MU)
Customer | Apr | May | Jun | Jul | Aug | Sep | Oct | Nov | Dec | Jan | Feb | Mar | Total
MSEDCL | 362.256 | 367.448 | 294.3503 | 284.0354 | 258.5241 | 286.0926 | 337.9719 | 328.1154 | 354.1093 | 341.9607 | 314.1393 | 372.3914 | 3901.3943
0
Total | 362.256 | 367.448 | 294.3503 | 284.0354 | 258.5241 | 286.0926 | 337.9719 | 328.1154 | 354.1093 | 341.9607 | 314.1393 | 372.3914 | 3901.3943
Year: FY 2023-24
Audited | [12 empty] | (MU)
Customer | Apr | May | Jun | Jul | Aug | Sep | Oct | Nov | Dec | Jan | Feb | Mar | Total
MSEDCL | 375.4159 | 380.8919 | 323.5968 | 275.6268 | 344.5547 | 283.6097 | 352.8931 | 325.2756 | 357.4262 | 352.3362 | 353.9393 | 443.7368 | 4169.3029
0
Total | 375.4159 | 380.8919 | 323.5968 | 275.6268 | 344.5547 | 283.6097 | 352.8931 | 325.2756 | 357.4262 | 352.3362 | 353.9393 | 443.7368 | 4169.3029
Year: FY 2024-25
Estimated | [12 empty] | (MU)
Customer | Apr: Actuals; Dec: Estimated | Total
| Apr | May | Jun | Jul | Aug | Sep | Oct | Nov | Dec | Jan | Feb | Mar
MSEDCL | 388.0964 | 401.0329 | 388.0964 | 401.0329 | 401.0329 | 388.0964 | 414.0084 | 400.6533 | 414.0084 | 414.0084 | 373.9431 | 414.0084 | 4798.0179
0
Total | 388.0964 | 401.0329 | 388.0964 | 401.0329 | 401.0329 | 388.0964 | 414.0084 | 400.6533 | 414.0084 | 414.0084 | 373.9431 | 414.0084 | 4798.0179
Ensuing Year FY 2025-26
Revised Projected | [12 empty] | (MU)
Customer | Apr | May | Jun | Jul | Aug | Sep | Oct | Nov | Dec | Jan | Feb | Mar | Total
MSEDCL | 406.5766 | 420.1291 | 406.5766 | 420.1291 | 420.1291 | 406.5766 | 420.1291 | 406.5766 | 420.1291 | 420.1291 | 379.4715 | 420.1291 | 4946.6819
0
Total | 406.5766 | 420.1291 | 406.5766 | 420.1291 | 420.1291 | 406.5766 | 420.1291 | 406.5766 | 420.1291 | 420.1291 | 379.4715 | 420.1291 | 4946.6819
Ensuing Year FY 2026-27
Revised Projected | [12 empty] | (MU)
Customer | Apr | May | Jun | Jul | Aug | Sep | Oct | Nov | Dec | Jan | Feb | Mar | Total
MSEDCL | 406.5978 | 420.151 | 406.5978 | 420.151 | 420.151 | 406.5978 | 420.151 | 406.5978 | 420.151 | 420.151 | 379.4912 | 420.151 | 4946.9395
0
Total | 406.5978 | 420.151 | 406.5978 | 420.151 | 420.151 | 406.5978 | 420.151 | 406.5978 | 420.151 | 420.151 | 379.4912 | 420.151 | 4946.9395
Ensuing Year FY 2027-28
Revised Projected | [12 empty] | (MU)
Customer | Apr | May | Jun | Jul | Aug | Sep | Oct | Nov | Dec | Jan | Feb | Mar | Total
MSEDCL | 405.4868 | 419.0031 | 405.4868 | 419.0031 | 419.0031 | 405.4868 | 419.0031 | 405.4868 | 419.0031 | 419.0031 | 391.9706 | 419.0031 | 4946.9395
0
Total | 405.4868 | 419.0031 | 405.4868 | 419.0031 | 419.0031 | 405.4868 | 419.0031 | 405.4868 | 419.0031 | 419.0031 | 391.9706 | 419.0031 | 4946.9395
Ensuing Year FY 2028-29
Revised Projected | [12 empty] | (MU)
Customer | Apr | May | Jun | Jul | Aug | Sep | Oct | Nov | Dec | Jan | Feb | Mar | Total
MSEDCL | 406.612 | 420.1657 | 406.612 | 420.1657 | 420.1657 | 406.612 | 420.1657 | 406.612 | 420.1657 | 420.1657 | 379.5045 | 420.1657 | 4947.1121
0
Total | 406.612 | 420.1657 | 406.612 | 420.1657 | 420.1657 | 406.612 | 420.1657 | 406.612 | 420.1657 | 420.1657 | 379.5045 | 420.1657 | 4947.1121
Ensuing Year FY 2029-30
Revised Projected | [12 empty] | (MU)
Customer | Apr | May | Jun | Jul | Aug | Sep | Oct | Nov | Dec | Jan | Feb | Mar | Total
MSEDCL | 406.612 | 420.1657 | 406.612 | 420.1657 | 420.1657 | 406.612 | 420.1657 | 406.612 | 420.1657 | 420.1657 | 379.5045 | 420.1657 | 4947.1121
0
Total | 406.612 | 420.1657 | 406.612 | 420.1657 | 420.1657 | 406.612 | 420.1657 | 406.612 | 420.1657 | 420.1657 | 379.5045 | 420.1657 | 4947.1121

## F9
Maharashtra State Power Generation Company Ltd.
MYT Petition Formats for Khaperkheda Unit 1-4
Form 9: Revenue from Sale of Electricity
FY 2022-23
Audited | [11 empty] | (Rs. Crore)
Customer | Components of tariff |  |  |  | Relevant sales & load/demand data for revenue calculation |  |  | Full year revenue (Rs. Crore)
| Fixed / Capacity Charges (Rs. Crore / year) | Energy Charges (Rs./kWh) | Any Other Charges (specify part name and unit) | Fuel surcharge per unit, if any (Rs./kWh) | Sales in MU | Share of Capacity (MW/%) | Item 3 (specify) | Revenue from Fixed / Capacity Charges | Revenue from Energy Charges | Revenue from Any Other Charge (specify part name) | Revenue from Fuel Surcharge | Total
MSEDCL | 440.656 | 2.945 | 1.5992 | 1.0878 | 3901.3943 |  |  | 440.656 | 1148.9606 | -0.66601 | 424.3917 | 2013.3423
Total |  |  |  |  | 3901.3943 |  |  | 440.656 | 1148.9606 | -0.66601 | 424.3917 | 2013.3423
FY 2023-24
Audited | [11 empty] | (Rs. Crore)
Customer | Components of tariff |  |  |  | Relevant sales & load/demand data for revenue calculation |  |  | Full year revenue (Rs. Crore)
| Fixed / Capacity Charges (Rs. Crore / year) | Energy Charges (Rs./kWh) | Any Other Charges (specify part name and unit) | Fuel surcharge per unit, if any (Rs./kWh) | Sales in MU | Share of Capacity (MW/%) | Item 3 (specify) | Revenue from Fixed / Capacity Charges | Revenue from Energy Charges | Revenue from Any Other Charge (specify part name) | Revenue from Fuel Surcharge | Total
MSEDCL | 534.3773 | 0 | 0 | 0 | 4169.3029 |  |  | 534.3773 | 1749.8564 | 0.063925 | -267.9012 | 2016.3965
Total |  |  |  |  | 4169.3029 |  |  | 534.3773 | 1749.8564 | 0.063925 | -267.9012 | 2016.3965
Year: FY 2024-25
Estimated | [11 empty] | (Rs. Crore)
Customer | Components of tariff |  |  |  | Relevant sales & load/demand data for revenue calculation |  |  | Full year revenue (Rs. Crore)
| Fixed / Capacity Charges (Rs. Crore / year) | Energy Charges (Rs./kWh) | Any Other Charges (specify part name and unit) | Fuel surcharge per unit, if any (Rs./kWh) | Sales in MU | Share of Capacity (MW/%) | Item 3 (specify) | Revenue from Fixed / Capacity Charges | Revenue from Energy Charges | Revenue from Any Other Charge (specify part name) | Revenue from Fuel Surcharge | Total
MSEDCL - H1 | 318.0069 | 4.0918 |  | -0.50946 | 2367.3879 |  |  | 318.0069 | 968.6972 |  | -120.6078 | 1166.0962
MSEDCL - H2 | 316.4276 | 4.2175 |  |  | 2430.63 |  |  | 316.4276 | 1025.1233 |  |  | 1341.5508
Total | 634.4345 |  |  |  | 4798.0179 |  |  | 634.4345 | 1993.8204 | 0 | -120.6078 | 2507.6471
ś

## F9.1
Maharashtra State Power Generation Company Ltd.
MYT Petition Formats for Khaperkheda Unit 1-4
Form 9.1: Reconciliation of Revenue claimed for true up and as per the Audited Accounts
Year: | FY 2022-23
S. No. | Particulars | Units | Apr | May | Jun | Jul | Aug | Sep | Oct | Nov | Dec | Jan | Feb | Mar | Total
1 | Normative Availability (%) | % | 85% | 85% | 85% | 85% | 85% | 85% | 85% | 85% | 85% | 85% | 85% | 85% | 85%
2 | Availability during the month (%) | %
3 | Cumulative Availability (%) | %
4 | Target PLF for Incentive | % | 85% | 85% | 85% | 85% | 85% | 85% | 85% | 85% | 85% | 85% | 85% | 85% | 85%
5 | Actual PLF during the month (%) | %
7 | Cumulative PLF (%) | %
8 | Gross Generation (MU) | MU | 410.008 | 415.003 | 333.527 | 327.191 | 291.661 | 316.587 | 375.196 | 354.774 | 384.272 | 379.819 | 340.677 | 407.889 | 4336.604
9 | Auxiliary Consumption (MU) | MU | 43.365 | 44.729 | 36.629 | 39.854 | 36.218 | 37.917 | 43.895 | 38.948 | 41.772 | 41.793 | 37.637 | 45.079 | 487.836
10 | Net Generation (MU) | MU | 362.256 | 367.448 | 294.3503 | 284.0354 | 258.5241 | 286.0926 | 337.9719 | 328.1154 | 354.1093 | 341.9607 | 314.1393 | 372.3914 | 3901.3943
11 | Generation above target PLF (MU) | MU | [12 empty] | 0
12 | Variable Charges Per Unit | Rs./kWh | 2.945 | 2.945 | 2.945 | 2.945 | 2.945 | 2.945 | 2.945 | 2.945 | 2.945 | 2.945 | 2.945 | 2.945 | 2.945
13 | Approved Fixed Charges | Rs. Crore | 38.7688 | 38.7688 | 38.7688 | 38.7688 | 38.7688 | 38.7688 | 38.7688 | 38.7688 | 38.7688 | 38.7688 | 38.7688 | 38.7688 | 465.2253
14 | Fuel Surcharge Adjustment | Rs./kWh | 0.047 | 0.202 | 0.316 | 1.227 | 1.805 | 1.67 | 1.415 | 1.459 | 1.414 | 1.392 | 1.291 | 1.148 | 1.0878
15 | Fixed Charges During Month | Rs. Crore | 38.3384 | 38.1316 | 31.792 | 30.3877 | 27.7065 | 33.9197 | 41.1144 | 38.4872 | 40.5238 | 40.118 | 37.5949 | 42.5418 | 440.656
16 | Variable Charges Amount | Rs. Crore | 106.6844 | 108.2134 | 86.6862 | 83.6484 | 76.1353 | 84.2543 | 99.5327 | 96.63 | 104.2852 | 100.7074 | 92.514 | 109.6693 | 1148.9606
17 | Amount of Fuel Surcharge Adjustment | Rs. Crore | 1.7026 | 7.4224 | 9.3015 | 34.8511 | 46.6636 | 47.7775 | 47.823 | 47.872 | 50.071 | 47.6009 | 40.5554 | 42.7505 | 424.3917
18 | Revenue from SOP to Colony and others | Rs. Crore | 0.13327 | 0.13327 | 0.13327 | 0.13327 | 0.13327 | 0.13327 | 0.13327 | 0.13327 | 0.13327 | 0.13327 | 0.13327 | 0.13327 | 1.5992
19 | Variable Charges Amount (Mine Specific) | Rs. Crore | [12 empty] | 0
20 | Supplementary bill | Rs. Crore | -0.055501 | -0.055501 | -0.055501 | -0.055501 | -0.055501 | -0.055501 | -0.055501 | -0.055501 | -0.055501 | -0.055501 | -0.055501 | -0.055501 | -0.66601
21 | Revenue from sale of power | Rs. Crore | 146.8031 | 153.8453 | 127.8574 | 148.965 | 150.5832 | 166.0292 | 188.5479 | 183.067 | 194.9577 | 188.5042 | 170.7421 | 195.0393 | 2014.9415
22 | Other recoveries/adjustments | [13 empty] | 0
| Revenue from SOP to Colony and others | Rs. Crore | 0.13327 | 0.13327 | 0.13327 | 0.13327 | 0.13327 | 0.13327 | 0.13327 | 0.13327 | 0.13327 | 0.13327 | 0.13327 | 0.13327 | 1.5992
23 | Total Revenue | Rs. Crore | 146.6699 | 153.712 | 127.7242 | 148.8318 | 150.45 | 165.8959 | 188.4146 | 182.9337 | 194.8245 | 188.3709 | 170.6088 | 194.9061 | 2013.3423 | 0
24 | Total Revenue as per Audited Accounts | Rs. Crore | 146.6699 | 153.712 | 127.7242 | 148.8318 | 150.45 | 165.8959 | 188.4146 | 182.9337 | 194.8245 | 188.3709 | 170.6088 | 194.9061 | 2013.3423
Year: | FY 2023-24
S. No. | Particulars | Units | Apr | May | Jun | Jul | Aug | Sep | Oct | Nov | Dec | Jan | Feb | Mar | Total
1 | Normative Availability (%) | % | 85% | 85% | 85% | 85% | 85% | 85% | 85% | 85% | 85% | 85% | 85% | 85% | 85%
2 | Availability during the month (%) | %
3 | Cumulative Availability (%) | %
4 | Target PLF for Incentive | % | 85% | 85% | 85% | 85% | 85% | 85% | 85% | 85% | 85% | 85% | 85% | 85% | 85%
5 | Actual PLF during the month (%) | %
6 | Scheduled PLF during the month (%) | %
7 | Cumulative PLF (%) | %
8 | Gross Generation (MU) | MU | 407.09 | 427.17 | 365.74 | 314.18 | 389.84 | 325.3 | 397.19 | 366.65 | 404.09 | 393.52 | 393.26 | 492.3 | 4676.33
9 | Auxiliary Consumption (MU) | MU | 44.37 | 46.25 | 42.36 | 38.05 | 44.86 | 41.73 | 41.73 | 44.83 | 41.34 | 43.72 | 39.28 | 39.22 | 507.74
10 | Net Generation (MU) | MU | 375.4159 | 380.8919 | 323.5968 | 275.6268 | 344.5547 | 283.6097 | 352.8931 | 325.2756 | 357.4262 | 352.3362 | 353.9393 | 443.7368 | 4169.3029
11 | Generation above target PLF (MU) | MU | 10.779 | 10.1174 | 9.8557 | 9.6827 | 9.6025 | 8.9348 | 10.3676 | 9.3793 | 11.8224 | 10.5202 | 11.8475 | 13.7911 | 126.7001
12 | Variable Charges Per Unit | Rs./kWh | 0 | 0 | 0 | 0 | 0 | 0 | 0 | 0 | 0 | 0 | 0 | 0
13 | Approved Fixed Charges | Rs. Crore | 35.5109 | 34.5644 | 32.0618 | 30.4023 | 32.2358 | 28.5241 | 35.4923 | 30.4524 | 36.2873 | 33.8233 | 37.8178 | 47.485
14 | Fuel Surcharge Adjustment | Rs./kWh
15 | Fixed Charges During Month | Rs. Crore | 47.8264 | 46.7932 | 41.7488 | 36.8426 | 43.0767 | 37.2849 | 43.2641 | 42.0473 | 48.8736 | 45.9942 | 46.5369 | 54.0888 | 534.3773
16 | Variable Charges Amount | Rs. Crore | 157.5621 | 159.8603 | 135.8136 | 115.6806 | 144.6096 | 119.031 | 148.1092 | 136.5182 | 150.0118 | 147.8755 | 148.5483 | 186.2363 | 1749.8564
17 | Amount of Fuel Surcharge Adjustment | Rs. Crore | -17.3442 | -35.6134 | -24.205 | -20.6444 | -25.118 | -32.8704 | -24.7731 | -18.248 | -18.3002 | -16.4189 | -17.0599 | -17.3057 | -267.9012
18 | Revenue from SOP to Colony and others | Rs. Crore
19 | Variable Charges Amount (Mine Specific) | Rs. Crore
20 | Supplementary bill | Rs. Crore | 0.0053271 | 0.0053271 | 0.0053271 | 0.0053271 | 0.0053271 | 0.0053271 | 0.0053271 | 0.0053271 | 0.0053271 | 0.0053271 | 0.0053271 | 0.0053271 | 0.063925
21 | Revenue from sale of power | Rs. Crore | 188.0495 | 171.0454 | 153.3626 | 131.884 | 162.5736 | 123.4509 | 166.6055 | 160.3228 | 180.5905 | 177.4561 | 178.0307 | 223.0248 | 2016.3965
22 | Other recoveries/adjustments
| Revenue from SOP to Colony and others | Rs. Crore | [12 empty] | 0
23 | Total Revenue | Rs. Crore | 188.0495 | 171.0454 | 153.3626 | 131.884 | 162.5736 | 123.4509 | 166.6055 | 160.3228 | 180.5905 | 177.4561 | 178.0307 | 223.0248 | 2016.3965
24 | Total Revenue as per Audited Accounts | Rs. Crore | 188.0495 | 171.0454 | 153.3626 | 131.884 | 162.5736 | 123.4509 | 166.6055 | 160.3228 | 180.5905 | 177.4561 | 178.0307 | 223.0248 | 2016.3965 | 0
Note on P16: MercadosEMI: Not matching

## F9.2
Maharashtra State Power Generation Company Ltd.
MYT Petition Formats for Khaperkheda Unit 1-4
Form 9.2: Expected Revenue at Existing Tariff
FY 2025-26 Projection
(Rs. Crore)
Customer | Components of tariff |  |  |  | Relevant sales & load/demand data for revenue calculation |  |  | Full year revenue (Rs. Crore)
| Fixed / Capacity Charges (Rs. Crore / year) | Energy Charges (Rs./kWh) | Any Other Charges (specify part name and unit) | Fuel surcharge per unit, if any (Rs./kWh) | Sales in MU | Share of Capacity (MW/%) | Item 3 (specify) | Revenue from Fixed / Capacity Charges | Revenue from Energy Charges | Revenue from Any Other Charge (specify part name) | Revenue from Fuel Surcharge | Total
MSEDCL | 1273.7105 | 3.8974 |  |  | 4946.6819 | 100% |  | 1273.7105 | 1927.9181 |  |  | 3201.6287
0
Total |  |  |  |  | 4946.6819 |  |  | 1273.7105 | 1927.9181 | 0 | 0 | 3201.6287
FY 2026-27 Projection
(Rs. Crore)
Customer | Components of tariff |  |  |  | Relevant sales & load/demand data for revenue calculation |  |  | Full year revenue (Rs. Crore)
| Fixed / Capacity Charges (Rs. Crore / year) | Energy Charges (Rs./kWh) | Any Other Charges (specify part name and unit) | Fuel surcharge per unit, if any (Rs./kWh) | Sales in MU | Share of Capacity (MW/%) | Item 3 (specify) | Revenue from Fixed / Capacity Charges | Revenue from Energy Charges | Revenue from Any Other Charge (specify part name) | Revenue from Fuel Surcharge | Total
MSEDCL | 1273.5492 | 4.0922 |  |  | 4946.9395 | 100% |  | 1273.5492 | 2024.4015 |  |  | 3297.9507
0
Total |  |  |  |  | 4946.9395 |  |  | 1273.5492 | 2024.4015 | 0 | 0 | 3297.9507
FY 2027-28 Projection
(Rs. Crore)
Customer | Components of tariff |  |  |  | Relevant sales & load/demand data for revenue calculation |  |  | Full year revenue (Rs. Crore)
| Fixed / Capacity Charges (Rs. Crore / year) | Energy Charges (Rs./kWh) | Any Other Charges (specify part name and unit) | Fuel surcharge per unit, if any (Rs./kWh) | Sales in MU | Share of Capacity (MW/%) | Item 3 (specify) | Revenue from Fixed / Capacity Charges | Revenue from Energy Charges | Revenue from Any Other Charge (specify part name) | Revenue from Fuel Surcharge | Total
MSEDCL | 1426.0856 | 4.2968 |  |  | 4946.9395 | 100% |  | 1426.0856 | 2125.6216 |  |  | 3551.7072
0
Total |  |  |  |  | 4946.9395 |  |  | 1426.0856 | 2125.6216 | 0 | 0 | 3551.7072
FY 2028-29 Projection
(Rs. Crore)
Customer | Components of tariff |  |  |  | Relevant sales & load/demand data for revenue calculation |  |  | Full year revenue (Rs. Crore)
| Fixed / Capacity Charges (Rs. Crore / year) | Energy Charges (Rs./kWh) | Any Other Charges (specify part name and unit) | Fuel surcharge per unit, if any (Rs./kWh) | Sales in MU | Share of Capacity (MW/%) | Item 3 (specify) | Revenue from Fixed / Capacity Charges | Revenue from Energy Charges | Revenue from Any Other Charge (specify part name) | Revenue from Fuel Surcharge | Total
MSEDCL | 1485.4269 | 4.452 |  |  | 4947.1121 | 100% |  | 1485.4269 | 2202.4474 |  |  | 3687.8743
0
Total |  |  |  |  | 4947.1121 |  |  | 1485.4269 | 2202.4474 | 0 | 0 | 3687.8743
FY 2029-30 Projection
(Rs. Crore)
Customer | Components of tariff |  |  |  | Relevant sales & load/demand data for revenue calculation |  |  | Full year revenue (Rs. Crore)
| Fixed / Capacity Charges (Rs. Crore / year) | Energy Charges (Rs./kWh) | Any Other Charges (specify part name and unit) | Fuel surcharge per unit, if any (Rs./kWh) | Sales in MU | Share of Capacity (MW/%) | Item 3 (specify) | Revenue from Fixed / Capacity Charges | Revenue from Energy Charges | Revenue from Any Other Charge (specify part name) | Revenue from Fuel Surcharge | Total
MSEDCL | 1525.3761 | 4.6746 |  |  | 4947.1121 | 100% |  | 1525.3761 | 2312.5698 |  |  | 3837.9459
0
Total |  |  |  |  | 4947.1121 |  |  | 1525.3761 | 2312.5698 | 0 | 0 | 3837.9459

## F9.3
Maharashtra State Power Generation Company Ltd.
MYT Petition Formats for Khaperkheda Unit 1-4
Form 9.3: Expected Revenue at Proposed Tariff
FY 2025-26
(Rs. Crore)
Customer | Components of tariff |  |  |  | Relevant sales & load/demand data for revenue calculation |  |  | Full year revenue (Rs. Crore)
| Fixed / Capacity Charges (Rs. Crore / year) | Energy Charges (Rs./kWh) | Any Other Charges (specify part name and unit) | Fuel surcharge per unit, if any (Rs./kWh) | Sales in MU | Share of Capacity (MW/%) | Item 3 (specify) | Revenue from Fixed / Capacity Charges | Revenue from Energy Charges | Revenue from Any Other Charge (specify part name) | Revenue from Fuel Surcharge | Total
MSEDCL | 1273.7105 | 3.8974 | 0 | 0 | 4946.6819 | 1 | 0 | 1273.7105 | 1927.9181 | 0 | 0 | 3201.6287
Total |  |  |  |  | 4946.6819 |  |  | 1273.7105 | 1927.9181 | 0 | 0 | 3201.6287
FY 2026-27
(Rs. Crore)
Customer | Components of tariff |  |  |  | Relevant sales & load/demand data for revenue calculation |  |  | Full year revenue (Rs. Crore)
| Fixed / Capacity Charges (Rs. Crore / year) | Energy Charges (Rs./kWh) | Any Other Charges (specify part name and unit) | Fuel surcharge per unit, if any (Rs./kWh) | Sales in MU | Share of Capacity (MW/%) | Item 3 (specify) | Revenue from Fixed / Capacity Charges | Revenue from Energy Charges | Revenue from Any Other Charge (specify part name) | Revenue from Fuel Surcharge | Total
MSEDCL | 1273.5492 | 4.0922 | 0 | 0 | 4946.9395 | 100% | 0 | 1273.5492 | 2024.4015 | 0 | 0 | 3297.9507
Total |  |  |  |  | 4946.9395 |  |  | 1273.5492 | 2024.4015 | 0 | 0 | 3297.9507
FY 2027-28
(Rs. Crore)
Customer | Components of tariff |  |  |  | Relevant sales & load/demand data for revenue calculation |  |  | Full year revenue (Rs. Crore)
| Fixed / Capacity Charges (Rs. Crore / year) | Energy Charges (Rs./kWh) | Any Other Charges (specify part name and unit) | Fuel surcharge per unit, if any (Rs./kWh) | Sales in MU | Share of Capacity (MW/%) | Item 3 (specify) | Revenue from Fixed / Capacity Charges | Revenue from Energy Charges | Revenue from Any Other Charge (specify part name) | Revenue from Fuel Surcharge | Total
MSEDCL | 1426.0856 | 4.2968 | 0 | 0 | 4946.9395 | 100% | 0 | 1426.0856 | 2125.6216 | 0 | 0 | 3551.7072
Total |  |  |  |  | 4946.9395 |  |  | 1426.0856 | 2125.6216 | 0 | 0 | 3551.7072
FY 2028-29
(Rs. Crore)
Customer | Components of tariff |  |  |  | Relevant sales & load/demand data for revenue calculation |  |  | Full year revenue (Rs. Crore)
| Fixed / Capacity Charges (Rs. Crore / year) | Energy Charges (Rs./kWh) | Any Other Charges (specify part name and unit) | Fuel surcharge per unit, if any (Rs./kWh) | Sales in MU | Share of Capacity (MW/%) | Item 3 (specify) | Revenue from Fixed / Capacity Charges | Revenue from Energy Charges | Revenue from Any Other Charge (specify part name) | Revenue from Fuel Surcharge | Total
MSEDCL | 1485.4269 | 4.452 | 0 | 0 | 4947.1121 | 100% | 0 | 1485.4269 | 2202.4474 | 0 | 0 | 3687.8743
Total |  |  |  |  | 4947.1121 |  |  | 1485.4269 | 2202.4474 | 0 | 0 | 3687.8743
FY 2029-30
(Rs. Crore)
Customer | Components of tariff |  |  |  | Relevant sales & load/demand data for revenue calculation |  |  | Full year revenue (Rs. Crore)
| Fixed / Capacity Charges (Rs. Crore / year) | Energy Charges (Rs./kWh) | Any Other Charges (specify part name and unit) | Fuel surcharge per unit, if any (Rs./kWh) | Sales in MU | Share of Capacity (MW/%) | Item 3 (specify) | Revenue from Fixed / Capacity Charges | Revenue from Energy Charges | Revenue from Any Other Charge (specify part name) | Revenue from Fuel Surcharge | Total
MSEDCL | 1525.3761 | 4.6746 | 0 | 0 | 4947.1121 | 100% | 0 | 1525.3761 | 2312.5698 | 0 | 0 | 3837.9459
Total |  |  |  |  | 4947.1121 |  |  | 1525.3761 | 2312.5698 | 0 | 0 | 3837.9459

## F10
Maharashtra State Power Generation Company Ltd.
MYT Petition Formats for Khaperkheda Unit 1-4
Form 10: Other Expenses
(Rs. Crore)
Sr. No. | Particulars | FY 2022-23 |  |  | FY 2023-24 |  |  | FY 2024-25 |  |  |  |  | Ensuing Years |  |  |  |  | Remarks
|  | MTR Order | April-March (Audited ) | True-Up requirement | MTR Order | April-March (Audited ) | True-Up requirement | MTR Order | Apr-Sep (Actual) | Oct-Mar (Estimated) | April - March (Estimated) | Provisional True-Up requirement | FY 2025-26 | FY 2026-27 | FY 2027-28 | FY 2028-29 | FY 2029-30
|  | (a) | (b) | (c) = (b) - (a) | (d) | (e) | (f) = (e) - (d) | (g) | (h) | (i) | (j) = (h)+(i) | (k) = (i) - (g) | Projected | Projected | Projected | Projected | Projected
1 | Commission to agents |  | 0 | 0 |  | 0 | 0 |  | 0 | 0 | 0 | 0
2 | Consumption Lubricants & consumables |  | 3.1497 | 3.1497 |  | 3.4282 | 3.4282 |  | 0.029874 | 0.029874 | 0.059748 | 0.059748
3 | Consumption Lubricants & consumables-Fi |  | 0 | 0 |  | 0 | 0 |  | 0 | 0 | 0 | 0
4 | Coal handling contract charges |  | 9.4715 |  |  | 12.8599 |  |  | 4.8376 | 4.8376 | 9.6752 | 9.6752
5 | Demurrage on coal wagons |  | 0 |  |  | 0 |  |  | 0 | 0 | 0 | 0
6 | Siding charges |  | 0 |  |  | 0 |  |  | 0 | 0
7 | Payments to railway staff |  | 0.1985 |  |  | 0.15228 |  |  | 0.055944 | 0.055944
8 | Payments to railway staff-Fixed |  | 0 |  |  | 0 |  |  | 0 | 0 | 0 | 0
9 | Con-Other coal related costs |  | 0 |  |  | 0 |  |  | 0 | 0 | 0 | 0
10 | Other coal related costs |  | 8.7045 |  |  | 8.3729 |  |  | 2.0595 | 2.0595 | 4.119 | 4.119
11 | Commission to agents-Fixed |  | 0 | 0 |  | 0 | 0 |  | 0 | 0 | 0 | 0
12 | Consumption High Speed Diesel Oil |  | 4.3995 | 4.3995 |  | 4.1464 | 4.1464 |  | 1.2665 | 1.2665 | 2.5329 | 2.5329
13 | Consumption of Oil ( Other ) |  | 0.005634 | 0.005634 |  | 0.030768 | 0.030768 |  | 0 | 0 | 0 | 0
14 | Oil handling contract charges |  | 0 |  |  | 0 |  |  | 0 | 0
15 | Demurrage on oil receipts |  | 0 |  |  | 0 |  |  | 0 | 0
16 | Price variation 71 Group |  | 2.3652 | 2.3652 |  | 1.2831 | 1.2831 |  | 0.48077 | 0.48077 | 0.96154 | 0.96154
| TOTAL | 28.9246 | 28.2946 | 9.9201 | 28.9246 | 30.2736 | 8.8885 | 28.9246 | 8.7302 | 8.7302 | 17.3484 | 17.3484 | 30.2736 | 30.2736 | 30.2736 | 30.2736 | 30.2736
Note:
Note on D27: MercadosEMI: Removed sum formula

## F11
Maharashtra State Power Generation Company Ltd.
MYT Petition Formats for Khaperkheda Unit 1-4
Form 11: Non-Tariff Income
(Rs. Crore)
Sr. No. | Particulars | FY 2022-23 |  |  | FY 2023-24 |  |  | FY 2024-25 |  |  |  |  | Ensuing Years |  |  |  |  | Remarks
|  | MTR Order | April-March (Audited ) | True-Up requirement | MTR Order | April-March (Audited ) | True-Up requirement | MTR Order | Apr-Sep (Actual) | Oct-Mar (Estimated) | April - March (Estimated) | Provisional True-Up requirement | FY 2025-26 | FY 2026-27 | FY 2027-28 | FY 2028-29 | FY 2029-30
|  | (a) | (b) | (c) = (b) - (a) | (d) | (e) | (f) = (e) - (d) | (g) | (h) | (i) | (j) = (h)+(i) | (k) = (j) - (g) | Projected | Projected | Projected | Projected | Projected
1 | Income from Rents of land or buildings | [9 empty] | 0
2 | Income from Sale of Scrap |  | 0.05 |  |  | 1.9591 |  |  | 0.97955 | 0.97955 | 1.9591
3 | Income from investments | [9 empty] | 0
4 | Income from sale of ash/rejected coal | [7 empty] | 0 | 0 | 0
5 | Interest income on advances to suppliers/contractors | [9 empty] | 0
6 | Net Income from supply of electricity by the Generation Company to the housing colonies of its operating staff and supply of electricity by the Generating Company for construction works at generating Station, after adjusting the expenses incurred for supply of such electricity |  | 0 |  |  | 1.1168 |  |  | 0.55838 | 0.55838 | 1.1168
7 | Rental from contractors & staff Quarters |  | 0.30491 |  |  | 0.25426 |  |  | 0.12713 | 0.12713 | 0.25426
8 | Income from hire charges from contractors and others | [9 empty] | 0
9 | Income from advertisements, etc. | [9 empty] | 0
10 | Income from sale of tender documents | [9 empty] | 0
11 | Income of LD recovery |  | 0 |  |  | 0 |  |  | 0 | 0 | 0
12 | Income on Energy saving certificate tra | [9 empty] | 0
13 | Other Misc Income (Delayed payment charges, Interest on advances to suppliers, Land charges fm Contractors & others, Sale of Tender forms, Registration fees, Ground rent on material lying in stores, Recruitment- exam fees, Income from Services, Miscellaneous receipts) |  | 0.22107 |  |  | 0.36272 |  |  | 0.18136 | 0.18136 | 0.36272
14 | HO/SE Coal/WM |  | 0.58024 |  |  | 0.59044 |  |  | 0.29522 | 0.29522 | 0.59044
15 | Gain/Loss on sale of Fixed Assets |  | -1.8445 |  |  | 0.079891 |  |  | 0.039946 | 0.039946 | 0.079891
16 | Profit / Loss on Exchange variance |  | 0 |  |  | 0 |  |  | 0 | 0 | 0
17 | Total | 28.9359 | -0.68824 | -29.6241 | 13.2738 | 4.3632 | -8.9106 | 13.2738 | 2.1816 | 2.1816 | 4.3632 | -8.9106 | 4.3632 | 4.3632 | 4.3632 | 4.3632 | 4.3632
Note:

## F12
Maharashtra State Power Generation Company Ltd.
MYT Petition Formats for Khaperkheda Unit 1-4
Form 12 A: Income Tax Rate for Truing-up Years for Fifth Control Period
Sr. No. | Particulars | Formula | FY 2022-23 | FY 2023-24 | FY 2024-25*
1 | Total Gross Income of Regulated Entity (Rs. Crore) | (a)
2 | Actual Income Tax paid by the Entity # | (b)
3 | Income Tax Rate of the Company (%) $ | c = (b/a)
4 | Base Rate of Return on Equity (%) | (d)
5 | Additional Rate of Return on Equity (%) | (e )
6 | Total Rate of Return on Equity (%) | (f)= (d)+(e)
7 | Rate of Pre Tax Return on Equity (%) | g = f /(1-c)
Note: # Actual tax paid on income from any other regulated or unregulated Business or Other Business shall be excluded for the calculation of Income Tax rate. Income tax paid on incentive, efficiency gains, Delayed Payment Charges, Interest on Delayed Payment, Income from Other Business, Income from any other source not considered in ARR is to be excluded from actual Income Tax paid, and shown separately
$ In case Entity is paying Minimum Alternate Tax (MAT), the Income Tax rate shall be considered as MAT rate including surcharge and cess
* The lastest available approved income tax rate shall be considered.
Form 12 (B): Computation of Income Tax Rate for Fifth Control Period
Sr. No. | Particulars | Formula | FY 2025-26 | FY 2026-27 | FY 2027-28 | FY 2028-29 | FY 2029-30
1 | Income Tax Rate of the Company (%) * | (a)
2 | Rate of Return on Equity (%) | (b)
3 | Rate of Pre Tax Return on Equity (%) | c = b /(1-a)
Note:
*The lastest available approved income tax rate shall be considered.

## F13
Maharashtra State Power Generation Company Ltd.
MYT Petition Formats for Khaperkheda Unit 1-4
Form 13: Truing-up Summary
FY 2022-23
(Rs. Crore)
Sr. No. | Particulars | Approved/ Revised Normative | True-Up/Actual | Deviation | Efficiency Gain | Sharing of Efficiency Gain | Reasons for Deviation | Controllable | Uncontrollable | Net Entitlement after sharing of gains/(losses)
|  | a | b | c=b-a | d=b-a
1 | Fuel Related Expenses | 1465.5348 | 1779.7556 | 314.2208 | 314.2208 | 104.7403 |  |  |  | 1570.275
2 | Operation & Maintenance Expenses - Normative/actual | 297.6089 | 338.6783 | 41.0695 | 41.0695 | 13.6898 |  |  |  | 311.2987
| Add : Pay revision | 0 | 0 | 0 | 0 |  |  |  |  | 0
| Add : water charges | 85.9935 | 85.9935 | [6 empty] | 85.9935
3 | Depreciation Expenses | 24.333 | 24.333 | 0 | 0 |  |  |  |  | 24.333
4 | Interest on Long-term Loan Capital | 7.0736 | 7.0736 | 0 | 0 |  |  |  |  | 7.0736
5 | Interest on Working Capital | 52.5343 | 106.1213 | 53.587 | 53.587 | 17.8623 |  |  |  | 70.3966
6 | Other Expenses | 28.2946 | 28.2946 | 0 | 0 |  |  |  |  | 28.2946
7 | Income Tax | 0 | 0 | 0 | 0 |  |  |  |  | 0
0
8 | Total Revenue Expenditure | 1961.3725 | 2370.2499 | 408.8773 | 408.8773 |  |  |  |  | 2097.665
9 | Add: Return on Equity Capital | 142.2792 | 142.2792 | 0 | 0 |  |  |  |  | 142.2792
10 | Less: Non-Tariff Income | -0.68824 | -0.68824 | 0 | 0 |  |  |  |  | -0.68824
11 | Aggregate Revenue Requirement | 2104.34 | 2513.2173 | 408.8773 | 408.8773 |  |  |  |  | 2240.6324 | 0
12 | AFC Reduction | 79.9978 | 138.9925 | [6 empty] | 138.9925
A | Net Revenue Requirement | [8 empty] | 2101.6399
B | Revenue
11 | Revenue from sale of electricity |  | 2013.3423 | 2013.3423 | 2013.3423 |  |  |  |  | 2013.3423
12 | Revenue loss/(gain) due to higher auxiliary consumption |  |  |  | 16.963 | 5.6543 |  |  |  | 5.6543
13 | Revenue for True Up | [8 empty] | 2018.9967 | 0
C | Total Revenue Gap/(Surplus) | [8 empty] | 82.6433 | 4.5475e-13
4.5475e-06
Note: Please give detailed explanation separately for the deviations on account of uncontrollable factors
FY 2023-24
(Rs. Crore)
Sr. No. | Particulars | Approved | Actual | Deviation | Efficiency Gain | Sharing of Efficiency Gain | Reasons for Deviation | Controllable | Uncontrollable | Net Entitlement after sharing of gains/(losses)
|  | a | b | c=b-a | d=b-a
1 | Fuel Related Expenses | 1462.2846 | 1639.1032 | 176.8187 | 176.8187 | 58.9396 |  |  |  | 1521.2241
2 | Operation & Maintenance Expenses Normative | 310.5746 | 419.5644 | 108.9899 | 108.9899 | 36.33 |  |  |  | 346.9045
| Pay revision component | 25.8816 | 25.8816 | 0 | 0 | 0 |  |  |  | 25.8816
| Add : water charges | 62.2375 | 62.2375 | [6 empty] | 62.2375
3 | Depreciation Expenses | 32.8854 | 32.8854 | 0 | 0 |  |  |  |  | 32.8854
4 | Interest on Long-term Loan Capital | 9.3626 | 9.3626 | 0 | 0 |  |  |  |  | 9.3626
5 | Interest on Working Capital | 71.8821 | 128.0213 | 56.1391 | 56.1391 | 18.713 |  |  |  | 90.5952
6 | Other Expenses | 30.2736 | 30.2736 | 0 | 0 |  |  |  |  | 30.2736
7 | Income Tax | 0 | 0 | 0 | 0 |  |  |  |  | 0
8 | Total Revenue Expenditure | 2005.382 | 2347.3297 | 341.9477 | 341.9477 |  |  |  |  | 2119.3646
9 | Add: Return on Equity Capital | 141.779 | 141.779 | 0 | 0 |  |  |  |  | 141.779
10 | Less: Non-Tariff Income | 4.3632 | 4.3632 | 0 | 0 |  |  |  |  | 4.3632
11 | Aggregate Revenue Requirement | 2142.7979 | 2484.7455 | 341.9477 | 341.9477 |  |  |  |  | 2256.7804 | 0
12 | AFC Reduction |  | 141.6193 | [6 empty] | 141.6193
A | Net Revenue Requirement | [8 empty] | 2115.1611
B | Revenue
11 | Revenue from sale of electricity |  | 2016.3965 | 2016.3965 | [5 empty] | 2016.3965
12 | Revenue loss/(gain) due to higher auxiliary consumption |  |  |  | 12.7214 | 4.2405 |  |  |  | 4.2405
13 | Revenue for True Up | [8 empty] | 2020.6369 | 0
C | Total Revenue Gap/(Surplus) | [8 empty] | 94.5241 | 2.2737e-13
2.2737e-06
Note: Please give detailed explanation separately for the deviations on account of uncontrollable factors
0

## F14.1
Maharashtra State Power Generation Company Ltd.
Capital Cost Approval Petition Formats - Generation
Form 14.1 - Project Schedule
Particulars | Scheduled Date of Commercial Operation | Actual Date of Commercial Operation | Reasons for Delay, if any | Liquidated Damages recoverable as per provisions of Contract*
Not Applicable
Note: * Copies of Contract to be submitted

## F14.2
Maharashtra State Power Generation Company Ltd.
Capital Cost Approval Petition Formats - Generation
Form 14.2 - Abstract of Capital Cost
(Rs. Crore)
Particulars | Capital Cost as per Original Estimates* | Actual Capital Cost on COD (Unit-1) | Actual Capital Cost on COD (Unit-2) | … … … | Actual Capital Cost on COD of Station or all Units
Capital Cost excluding IDC & Financing Charges | Not Applicable
Component 1
Component 2
… … …
Capital cost excluding IDC & Financing Charges
Interest During Construction (IDC) & Financing Charges (FC)
Component 1
Component 2
… … …
Total IDC & FC
Capital cost Including IDC & Financing Charges
Note: * Original Estimate of Capital Cost to be submitted for the Units for which Capital Cost approval is being sought

## F14.3
Maharashtra State Power Generation Company Ltd.
Capital Cost Approval Petition Formats - Generation
Form 14.3 - Break-up of Capital Cost
(Rs. Crore)
Sr. No. | Break Down | Break up of Capital Cost | [15 empty] | Variation | Reasons for Variation
|  | Ordering Cost |  |  |  | As on COD of Unit-Name |  |  | As on COD of Unit-Name |  |  | As on COD of Unit-… |  |  | Consolidated as on COD of Station
|  | Contractors | Foreign Currency Component (Specify Currency) | Domestic Component | Total Cost | Foreign Currency Component (Specify Currency) | Domestic Component | Total Cost | Foreign Currency Component (Specify Currency) | Domestic Component | Total Cost | … | … | … | Foreign Currency Component (Specify Currency) | Domestic Component | Total Cost
|  |  | (a) | (b) | (c) = (a) + (b) | (d) | (e) | (f) = (d) + (e) | (g) | (h) | (i) = (g) + (h) |  |  |  | (j) = (d) + (g) | (k) = (e) + (h) | (l) = (j) + (k) | (m) = (l) - (c)
1 | Cost of Land & Site Development | Not Applicable
1.1 | Land
1.2 | Rehabilitation & Resettlement (R&R)
1.3 | Preliminary Investigation & Site development
Total Land & Site Development
2 | Plant & Equipment (BTG)
2.1 | Steam Generator Island
2.1.1 | SG & Auxiliaries
2.1.2 | ESP,ID,FD,PA Fans &Other Boiler Auxiliaries
2.1.3 | Mills
2.1.4 | SG HT Motor
2.1.5 | SG Controls
2.1.6 | Ceraline Bends
2.1.7 | HVR with EC
2.1.8 | Critical Piping
2.2 | Turbine Generator Island
2.2.1 | TG and Auxiliaries
2.2.2 | Power Cycle Pumps,LP Heaters 2& 3,Drain Cooler,HP Heaters,Deaearators
2.2.3 | TG HT Motors,ACWP Motors
2.2.4 | TG Controls
2.2.5 | RE Joints & Butterfly Valves,Misc.Tanks,Condensor& Heat Exchanger
2.2.6 | Valves
2.2.7 | Other Misc.Items
2.2.8 | CPU,DM Storage Tank,Condensate Storage Tank,Structural Steel.
2.2.9 | TG Cycle Piping & LP Piping
2.2.10 | Other
2.2.11 | Generator Transformer,Station Transformer
2.2.12 | 6.6 KV Switchgear & Relay Panels& Bus Transfer Scheme
2.2.13 | Station C&I + OCAMMS
2.2.14 | UAT,DTT
2.2.15 | SPB & IBP
2.2.16 | CW Pumps
2.2.17 | CW Pump Motor
2.3 | BOP Mechanical
2.3.1 | Water Treatment Plant
2.3.2 | Fire Protection Alarm & Detection System
2.3.3 | Fuel Oil System
2.3.4 | Coal Handling System
2.3.5 | NDCT (Elec &Mech. Supply Items)
2.3.6 | Chimney Supply Components
2.3.7 | Log Gates,Screensfor RWPH & CWPH
2.3.8 | CW Piping Material
2.3.9 | Fitting for CW System
2.3.10 | ACW Piping Material
2.3.11 | Fittings for ACW System
2.3.12 | WTP Chemicals
2.3.13 | Chlorination Plant
2.3.14 | LP Pipings & Fittings
2.3.15 | Supports for LP Piping
2.3.16 | Miscellaneous Pumps
2.3.17 | Miscellaneous Cranes & Hoists
2.3.18 | Turbine EOT Crane
2.3.19 | CHP Other Mechanical Works (DE/DS System)
2.3.20 | Ash Handling(Main Plant)
2.3.21 | HCSD Pumps
2.3.22 | Ash Disposal Piping
2.3.23 | Mill Reject Handling System
2.3.24 | Instrument/Service Air Compressors
2.3.25 | Dryers
2.3.26 | Equipment for Testing,Monitoring & Control of Pollution
2.3.27 | Gas Bottles
2.3.28 | Lab Equipments & Reagents
2.3.29 | Passenger Lifts
2.3.30 | Paints for Equipment & System
2.3.31 | Air Conditioning
2.3.32 | Ventilation
2.3.33 | Vibration Isolation Springs (TG & Auxiliary Equip)
Total BOP Mechanical
2.4 | BOP Electrical
2.4.1 | Power Transformer
2.4.2 | Service Transformer
2.4.3 | NSPBD (Bus Ducts)
2.4.4 | LT Switchgear
2.4.5 | HT,LT,Power Control &Instrumentation & Communication Cables
2.4.6 | Cable Terminations
2.4.7 | Cable Trays
2.4.8 | Lighting Fixtures & Accessories
2.4.9 | Fire Proof Sealing System
2.4.10 | Plant Communication System
2.4.11 | Baterry & Battery Chargers
2.4.12 | Earthing And Lightening Protection
2.4.13 | Emergency DG Set
2.4.14 | UPS System
2.4.15 | CHP Electrical,C&I
2.4.16 | Total BOP Electrical
Total BoP E&M
2.5 | Control & Instrumentation (C & I) Package
2.5.1 | Control & Instrumentation Package
2.5.2 | Other E&M Works
2.5.3 | Total Plant & Equipment including taxes & Duties
2.6 | Taxes and Duties
2.6.1 | Custom Duty
2.6.2 | Other Taxes & Duties
2.6.3 | Total Taxes & Duties
2.6.4 | Total Plant & Equipment
3 | Initial spares
4 | Civil Works
4.1 | Main plant/Adm. Building
4.2 | CW system
4.3 | Cooling Towers
4.4 | DM water Plant
4.5 | Clarification plant
4.6 | Chlorination plant
4.7 | Fuel Handling & Storage system
4.8 | Coal Handling Plant
4.9 | MGR & Marshalling Yard
4.1 | Ash Handling System
4.11 | Ash disposal area development
4.12 | Fire fighting System
4.13 | Township & Colony
4.14 | Temp. construction & enabling works
4.15 | Road & Drainage
4.16 | Other than BTG/BOP
4.17 | Miscellaneous Expenses
Total Civil works
5 | Construction & Pre- Commissioning Expenses
5.1 | Erection Testing and commissioning
5.2 | Site supervision
5.3 | Operator's Training
5.4 | Construction Insurance
5.5 | Tools & Plant
5.6 | Start up fuel
5.7 | Total Construction & Pre- Commissioning Expenses
6 | Overheads
6.1 | Establishment
6.2 | Design & Engineering
6.3 | Audit & Accounts
6.4 | Contingency
6.5 | Total Overheads
7 | Capital cost Excluding IDC & FC
7.1 | Interest During Construction (IDC) Capitalised in above cost
7.2 | Financing Charges (FC)
8 | Capital cost including IDC & FC

## F14.4
Maharashtra State Power Generation Company Ltd.
Capital Cost Approval Petition Formats - Generation
Form 14.4 : Break up of Construction / Supply / Services / Package
Sr. No. | Name / No. of Construction / Supply / Service Package | Scope of works (in line with head of cost break-ups as applicable) | Whether awarded through ICB/DCB/Departmentally | No. of bids recd. | Date of Award | Date of Start of Work | Scheduled date of completion of work | Actual date of completion of work | Value of Award in Rs. Crore | Firm or with Escalation in prices | Total incl. Price Variation | Actual expenditure till the completion or upto COD whichever is earlier (Rs. Crore)
Not Applicable

## F14.5
Maharashtra State Power Generation Company Ltd.
Capital Cost Approval Petition Formats - Generation
Form 14.5 : Financial Package
Project Cost as on COD (Rs Crore): _______________
Date of Commercial Operation of the Station: _________________
| Original Financial Package |  |  | Financial Package as on COD of Unit- Name 1 |  |  | Financial Package as on COD of Unit- Name 2 |  |  | Financial Package as on COD of Unit-… |  |  | Financial Package as on COD (Consolidated)
| Currency | Amount in foreign currency (for foreign loans) | Equivalent Amount in Rs Crore | Currency | Amount in foreign currency (for foreign loans) | Equivalent Amount in Rs Crore | Currency | Amount in foreign currency (for foreign loans) | Equivalent Amount in Rs Crore | Currency | Amount in foreign currency (for foreign loans) | Equivalent Amount in Rs Crore | Currency | Amount in foreign currency (for foreign loans) | Equivalent Amount in Rs Crore
Loan | Not Applicable
Component 1
Component 1
Total Loan
Equity-
Foreign
Domestic
Internal Accurals
Total Equity
Undischarged Liabilities
Debt : Equity Ratio (Excluding Undischarged Liabilities)
Note : Please submit copy of sanction letters/Loan Agreements for each loan

## F14.6
Maharashtra State Power Generation Company Ltd.
Capital Cost Approval Petition Formats - Generation
Form 14.6 : Details of Loans
Particulars | Loan Source
Not Applicable
Source of Loan/Name of Agency
Currency
Amount of Loan sanctioned (Rs. Crore)
Amount of Gross Loan drawn upto COD (Rs. Crore)
Interest Type1
Fixed Interest Rate, if applicable
Base Rate, if Floating Interest2
Margin, if Floating Interest3
Are there any Caps/Floor4
If above is yes,specify caps/floor
Moratorium Period5
Moratorium effective from
Repayment Period6
Repayment effective from
Repayment Frequency7
Repayment Instalment8,9,10
Base Exchange Rate15
1 Interest type means whether the interest is fixed or floating.
2 Base rate means the base as PLR, LIBOR etc. over which the margin is to be added. Applicable base rate on different dates from the date of drawal may also be enclosed.
3 Margin means the points over and above the floating rate.
4 At times caps/floor are put at which the floating rates are frozen. If such a condition exists, specify the limits.
5 Moratorium period refers to the period during which loan repayment is not required.
6 Repayment period means the repayment of loan such as 10 years, 15 years etc.
7 Repayment frequency means the interval at which the debt servicing is to be done such as monthly, quarterly, half yearly, etc
8 Where there is more than one drawal/repayment for a loan, the date & amount of each drawal/repayement may also be given seperately
9 If the repayment instalment amount and repayment date can not be worked out from the data furnished above, the repayment schedule to be furnished seperately.
10 In case of Foreign loan,date of each drawal & repayment alongwith exchange rate at that date may be given.
11 Base exchange rate means the exchange rate prevailing as on COD

## F 14.7
Maharashtra State Power Generation Company Ltd.
Capital Cost Approval Petition Formats - Generation
Form 14.7: Details of Additional Capitalisation after COD
Sr. No. | Year | Work/Equipment added after COD | FY 2025-26 |  | FY 2026-27 |  | FY 2027-28 |  | FY 2028-29 |  | FY 2029-30
|  |  | Amount Capitalised / Proposed to be capitalised | Justification | Amount Capitalised / Proposed to be capitalised | Justification | Amount Capitalised / Proposed to be capitalised | Justification | Amount Capitalised / Proposed to be capitalised | Justification | Amount Capitalised / Proposed to be capitalised | Justification
Not Applicable
A. | Upto Cut off Date
B | After Cut off Date
Total
Note: 1. Claim for additional capitalization shall be substantiated with the technical justification duly supported by documentary evidence
2. Generating Company shall submit a report on impact assessment done by any reputed third-party technical expert/agency for additional capitalization necessary for efficient operation
3. In case of additional capitalization for Revised Emmission Standard, Generating Company shall provide for details of proposed technology as specified by CEA or other alternative technology with justification and cost benefit analysis with indicative impact on tariff of beneficiaries

## F14.8
Maharashtra State Power Generation Company Ltd.
Capital Cost Approval Petition Formats - Generation
Form 14.8: Financing Additional Capitalisation
(Rs. Crore)
Financial Year (Starting from COD) | FY 2025-26 | FY 2026-27 | FY 2027-28 | FY 2028-29 | FY 2029-30
Not Applicable
Amount capitalised
Financing Details
Component 1
Component 2
… … …
Total Loan
Equity
Internal Resources
Others (Pls provide details)
Total

## F14.9
Maharashtra State Power Generation Company Ltd.
Capital Cost Approval Petition Formats - Generation
Form 14.9: Drawdown Schedule and Computation of IDC and Financing Charges
Sl. No. | Financial Year | Year 1 |  |  |  | Year 1 |  |  |  | ……… |  |  |  | Year n
| Draw Down | Q-1 | Q-2 | Q-3 | Q-4 | Q-1 | Q-2 | Q-3 | Q-4 | Q-1 | Q-2 | Q-3 | Q-4 | Q-1 | Q-2 | Q-3 | Q-4 | Total
Loans
1.1 | Loan 1
Draw down Amount
Cumulative
IDC
Financing charges/Guarantee Fee
Other (pls provide details)
1.2 | Loan 2
Draw down Amount
Cumulative
IDC
Financing charges/Guarantee Fee
Other (pls provide details)
1.3 | ……..
Draw down Amount
Cumulative
IDC
Financing charges/Guarantee Fee
Other (pls provide details)
1.4 | Total Loans
Draw down Amount
Cumulative
IDC
Financing charges/Guarantee Fee
Other (pls provide details)
2 | Equity drawn | [16 empty] | 0
Domestic/Foreign
Internal Accruals
Total equity deployed

## F15
Maharashtra State Power Generation Company Ltd.
MYT Petition Formats - Generation
Form 15: Depreciation Schedule Assets
| Land |  |  |  | (Rs. Crore)
| Year | Asset as on 1st April/Asset Addition during the Year | Depreciation as on 1st April 2005 | Depreciation Rate for that Year | Depreciation during the Year | [24 empty] | Depriciation as on 1st april | Asset crossing 90% depreciation | Remaining Depreciable value
[5 empty] | 2005-06 | 2006-07 | 2007-08 | 2008-09 | 2009-10 | 2010-11 | 2011-12 | 2012-13 | 2013-14 | 2014-15 | 2015-16 | 2016-17 | 2017-18 | 2018-19 | FY 2019-20 | FY 2020-21 | FY 2021-22 | FY 2022-23 | FY 2023-24 | FY 2024-25 | FY 2025-26 | FY 2026-27 | FY 2027-28 | FY 2028-29 | FY 2029-30
Opening | 2005
Addition | 2005-06 | bar: Depreciation during the Year 2005-06
Addition | 2006-07 | bar: Depreciation during the Year 2006-07
Addition | 2007-08 | bar: Depreciation during the Year 2007-08
Addition | 2008-09 | bar: Depreciation during the Year 2008-09
Addition | 2009-10 | bar: Depreciation during the Year 2009-10
Addition | 2010-11 | bar: Depreciation during the Year 2010-11
Addition | 2011-12 | bar: Depreciation during the Year 2011-12
Addition | 2012-13 | bar: Depreciation during the Year 2012-13
Addition | 2013-14 | bar: Depreciation during the Year 2013-14
Addition | 2014-15 | bar: Depreciation during the Year 2014-15
Addition | 2015-16 | bar: Depreciation during the Year 2015-16
Addition | 2016-17 | bar: Depreciation during the Year 2016-17
Addition | 2017-18 | bar: Depreciation during the Year 2017-18
Addition | 2018-19 | bar: Depreciation during the Year 2018-19
Addition | 2019-20
Addition | 2020-21
Addition | 2021-22
Addition | 2022-23
Addition | 2023-24
Addition | 2024-25
Addition | 2025-26
Addition | 2026-27
Addition | 2027-28
Addition | 2028-29
Addition | 2029-30
Total
| Building |  |  |  | Depreciation during the Year 2005-06: (Rs. Crore)
| Year | Asset as on 1st April 2005 | Depreciation as on 1st April 2005 | Depreciation Rate for that Year | Depreciation during the Year 2005-06: Depreciation during the Year | [11 empty] | Depriciation as on 1st april | Asset crossing 90% depreciation | Remaining Depreciable value
[5 empty] | 2005-06 | 2006-07 | 2007-08 | 2008-09 | 2009-10 | 2010-11 | 2011-12 | 2012-13 | 2013-14 | 2014-15 | 2015-16 | 2016-17 | 2017-18 | 2018-19 | FY 2019-20 | FY 2020-21 | FY 2021-22 | FY 2022-23 | FY 2023-24 | FY 2024-25 | FY 2025-26 | FY 2026-27 | FY 2027-28 | FY 2028-29 | FY 2029-30
Opening | 2005
Addition | 2005-06 | bar: Depreciation during the Year 2005-06
Addition | 2006-07 | bar: Depreciation during the Year 2006-07
Addition | 2007-08 | bar: Depreciation during the Year 2007-08
Addition | 2008-09 | bar: Depreciation during the Year 2008-09
Addition | 2009-10 | bar: Depreciation during the Year 2009-10
Addition | 2010-11 | bar: Depreciation during the Year 2010-11
Addition | 2011-12 | bar: Depreciation during the Year 2011-12
Addition | 2012-13 | bar: Depreciation during the Year 2012-13
Addition | 2013-14 | bar: Depreciation during the Year 2013-14
Addition | 2014-15 | bar: Depreciation during the Year 2014-15
Addition | 2015-16 | bar: Depreciation during the Year 2015-16
Addition | 2016-17 | bar: Depreciation during the Year 2016-17
Addition | 2017-18 | bar: Depreciation during the Year 2017-18
Addition | 2018-19 | bar: Depreciation during the Year 2018-19
Addition | 2019-20
Addition | 2020-21
Addition | 2021-22
Addition | 2022-23
Addition | 2023-24
Addition | 2024-25
Addition | 2025-26
Addition | 2026-27
Addition | 2027-28
Addition | 2028-29
Addition | 2029-30
Total
| Hydraulic |  |  |  | Depreciation during the Year 2005-06: (Rs. Crore)
| Year | Asset as on 1st April 2005 | Depreciation as on 1st April 2005 | Depreciation Rate for that Year | Depreciation during the Year 2005-06: Depreciation during the Year | [11 empty] | Depriciation as on 1st april | Asset crossing 90% depreciation | Remaining Depreciable value
[5 empty] | 2005-06 | 2006-07 | 2007-08 | 2008-09 | 2009-10 | 2010-11 | 2011-12 | 2012-13 | 2013-14 | 2014-15 | 2015-16 | 2016-17 | 2017-18 | 2018-19 | FY 2019-20 | FY 2020-21 | FY 2021-22 | FY 2022-23 | FY 2023-24 | FY 2024-25 | FY 2025-26 | FY 2026-27 | FY 2027-28 | FY 2028-29 | FY 2029-30
Opening | 2005
Addition | 2005-06 | bar: Depreciation during the Year 2005-06
Addition | 2006-07 | bar: Depreciation during the Year 2006-07
Addition | 2007-08 | bar: Depreciation during the Year 2007-08
Addition | 2008-09 | bar: Depreciation during the Year 2008-09
Addition | 2009-10 | bar: Depreciation during the Year 2009-10
Addition | 2010-11 | bar: Depreciation during the Year 2010-11
Addition | 2011-12 | bar: Depreciation during the Year 2011-12
Addition | 2012-13 | bar: Depreciation during the Year 2012-13
Addition | 2013-14 | bar: Depreciation during the Year 2013-14
Addition | 2014-15 | bar: Depreciation during the Year 2014-15
Addition | 2015-16 | bar: Depreciation during the Year 2015-16
Addition | 2016-17 | bar: Depreciation during the Year 2016-17
Addition | 2017-18 | bar: Depreciation during the Year 2017-18
Addition | 2018-19 | bar: Depreciation during the Year 2018-19
Addition | 2019-20
Addition | 2020-21
Addition | 2021-22
Addition | 2022-23
Addition | 2023-24
Addition | 2024-25
Addition | 2025-26
Addition | 2026-27
Addition | 2027-28
Addition | 2028-29
Addition | 2029-30
Total
| Other Civil work |  |  |  | Depreciation during the Year 2005-06: (Rs. Crore)
| Year | Asset as on 1st April 2005 | Depreciation as on 1st April 2005 | Depreciation Rate for that Year | Depreciation during the Year 2005-06: Depreciation during the Year | [11 empty] | Depriciation as on 1st april | Asset crossing 90% depreciation | Remaining Depreciable value
[5 empty] | 2005-06 | 2006-07 | 2007-08 | 2008-09 | 2009-10 | 2010-11 | 2011-12 | 2012-13 | 2013-14 | 2014-15 | 2015-16 | 2016-17 | 2017-18 | 2018-19 | FY 2019-20 | FY 2020-21 | FY 2021-22 | FY 2022-23 | FY 2023-24 | FY 2024-25 | FY 2025-26 | FY 2026-27 | FY 2027-28 | FY 2028-29 | FY 2029-30
Opening | 2005
Addition | 2005-06 | bar: Depreciation during the Year 2005-06
Addition | 2006-07 | bar: Depreciation during the Year 2006-07
Addition | 2007-08 | bar: Depreciation during the Year 2007-08
Addition | 2008-09 | bar: Depreciation during the Year 2008-09
Addition | 2009-10 | bar: Depreciation during the Year 2009-10
Addition | 2010-11 | bar: Depreciation during the Year 2010-11
Addition | 2011-12 | bar: Depreciation during the Year 2011-12
Addition | 2012-13 | bar: Depreciation during the Year 2012-13
Addition | 2013-14 | bar: Depreciation during the Year 2013-14
Addition | 2014-15 | bar: Depreciation during the Year 2014-15
Addition | 2015-16 | bar: Depreciation during the Year 2015-16
Addition | 2016-17 | bar: Depreciation during the Year 2016-17
Addition | 2017-18 | bar: Depreciation during the Year 2017-18
Addition | 2018-19 | bar: Depreciation during the Year 2018-19
Addition | 2019-20
Addition | 2020-21
Addition | 2021-22
Addition | 2022-23
Addition | 2023-24
Addition | 2024-25
Addition | 2025-26
Addition | 2026-27
Addition | 2027-28
Addition | 2028-29
Addition | 2029-30
Total
| Plant and Machinery |  |  |  | Depreciation during the Year 2005-06: (Rs. Crore)
| Year | Asset as on 1st April 2005 | Depreciation as on 1st April 2005 | Depreciation Rate for that Year | Depreciation during the Year 2005-06: Depreciation during the Year | [11 empty] | Depriciation as on 1st april | Asset crossing 90% depreciation | Remaining Depreciable value
[5 empty] | 2005-06 | 2006-07 | 2007-08 | 2008-09 | 2009-10 | 2010-11 | 2011-12 | 2012-13 | 2013-14 | 2014-15 | 2015-16 | 2016-17 | 2017-18 | 2018-19 | FY 2019-20 | FY 2020-21 | FY 2021-22 | FY 2022-23 | FY 2023-24 | FY 2024-25 | FY 2025-26 | FY 2026-27 | FY 2027-28 | FY 2028-29 | FY 2029-30
Opening | 2005
Addition | 2005-06 | bar: Depreciation during the Year 2005-06
Addition | 2006-07 | bar: Depreciation during the Year 2006-07
Addition | 2007-08 | bar: Depreciation during the Year 2007-08
Addition | 2008-09 | bar: Depreciation during the Year 2008-09
Addition | 2009-10 | bar: Depreciation during the Year 2009-10
Addition | 2010-11 | bar: Depreciation during the Year 2010-11
Addition | 2011-12 | bar: Depreciation during the Year 2011-12
Addition | 2012-13 | bar: Depreciation during the Year 2012-13
Addition | 2013-14 | bar: Depreciation during the Year 2013-14
Addition | 2014-15 | bar: Depreciation during the Year 2014-15
Addition | 2015-16 | bar: Depreciation during the Year 2015-16
Addition | 2016-17 | bar: Depreciation during the Year 2016-17
Addition | 2017-18 | bar: Depreciation during the Year 2017-18
Addition | 2018-19 | bar: Depreciation during the Year 2018-19
Addition | 2019-20
Addition | 2020-21
Addition | 2021-22
Addition | 2022-23
Addition | 2023-24
Addition | 2024-25
Addition | 2025-26
Addition | 2026-27
Addition | 2027-28
Addition | 2028-29
Addition | 2029-30
Total
| Lines and Cable Network |  |  |  | Depreciation during the Year 2005-06: (Rs. Crore)
| Year | Asset as on 1st April 2005 | Depreciation as on 1st April 2005 | Depreciation Rate for that Year | Depreciation during the Year 2005-06: Depreciation during the Year | [11 empty] | Depriciation as on 1st april | Asset crossing 90% depreciation | Remaining Depreciable value
[5 empty] | 2005-06 | 2006-07 | 2007-08 | 2008-09 | 2009-10 | 2010-11 | 2011-12 | 2012-13 | 2013-14 | 2014-15 | 2015-16 | 2016-17 | 2017-18 | 2018-19 | FY 2019-20 | FY 2020-21 | FY 2021-22 | FY 2022-23 | FY 2023-24 | FY 2024-25 | FY 2025-26 | FY 2026-27 | FY 2027-28 | FY 2028-29 | FY 2029-30
Opening | 2005
Addition | 2005-06 | bar: Depreciation during the Year 2005-06
Addition | 2006-07 | bar: Depreciation during the Year 2006-07
Addition | 2007-08 | bar: Depreciation during the Year 2007-08
Addition | 2008-09 | bar: Depreciation during the Year 2008-09
Addition | 2009-10 | bar: Depreciation during the Year 2009-10
Addition | 2010-11 | bar: Depreciation during the Year 2010-11
Addition | 2011-12 | bar: Depreciation during the Year 2011-12
Addition | 2012-13 | bar: Depreciation during the Year 2012-13
Addition | 2013-14 | bar: Depreciation during the Year 2013-14
Addition | 2014-15 | bar: Depreciation during the Year 2014-15
Addition | 2015-16 | bar: Depreciation during the Year 2015-16
Addition | 2016-17 | bar: Depreciation during the Year 2016-17
Addition | 2017-18 | bar: Depreciation during the Year 2017-18
Addition | 2018-19 | bar: Depreciation during the Year 2018-19
Addition | 2019-20
Addition | 2020-21
Addition | 2021-22
Addition | 2022-23
Addition | 2023-24
Addition | 2024-25
Addition | 2025-26
Addition | 2026-27
Addition | 2027-28
Addition | 2028-29
Addition | 2029-30
Total
| Vehicle |  |  |  | Depreciation during the Year 2005-06: (Rs. Crore)
| Year | Asset as on 1st April 2005 | Depreciation as on 1st April 2005 | Depreciation Rate for that Year | Depreciation during the Year 2005-06: Depreciation during the Year | [11 empty] | Depriciation as on 1st april | Asset crossing 90% depreciation | Remaining Depreciable value
[5 empty] | 2005-06 | 2006-07 | 2007-08 | 2008-09 | 2009-10 | 2010-11 | 2011-12 | 2012-13 | 2013-14 | 2014-15 | 2015-16 | 2016-17 | 2017-18 | 2018-19 | FY 2019-20 | FY 2020-21 | FY 2021-22 | FY 2022-23 | FY 2023-24 | FY 2024-25 | FY 2025-26 | FY 2026-27 | FY 2027-28 | FY 2028-29 | FY 2029-30
Opening | 2005
Addition | 2005-06 | bar: Depreciation during the Year 2005-06
Addition | 2006-07 | bar: Depreciation during the Year 2006-07
Addition | 2007-08 | bar: Depreciation during the Year 2007-08
Addition | 2008-09 | bar: Depreciation during the Year 2008-09
Addition | 2009-10 | bar: Depreciation during the Year 2009-10
Addition | 2010-11 | bar: Depreciation during the Year 2010-11
Addition | 2011-12 | bar: Depreciation during the Year 2011-12
Addition | 2012-13 | bar: Depreciation during the Year 2012-13
Addition | 2013-14 | bar: Depreciation during the Year 2013-14
Addition | 2014-15 | bar: Depreciation during the Year 2014-15
Addition | 2015-16 | bar: Depreciation during the Year 2015-16
Addition | 2016-17 | bar: Depreciation during the Year 2016-17
Addition | 2017-18 | bar: Depreciation during the Year 2017-18
Addition | 2018-19 | bar: Depreciation during the Year 2018-19
Addition | 2019-20
Addition | 2020-21
Addition | 2021-22
Addition | 2022-23
Addition | 2023-24
Addition | 2024-25
Addition | 2025-26
Addition | 2026-27
Addition | 2027-28
Addition | 2028-29
Addition | 2029-30
Total
| Furniture |  |  |  | Depreciation during the Year 2005-06: (Rs. Crore)
| Year | Asset as on 1st April 2005 | Depreciation as on 1st April 2005 | Depreciation Rate for that Year | Depreciation during the Year 2005-06: Depreciation during the Year | [11 empty] | Depriciation as on 1st april | Asset crossing 90% depreciation | Remaining Depreciable value
[5 empty] | 2005-06 | 2006-07 | 2007-08 | 2008-09 | 2009-10 | 2010-11 | 2011-12 | 2012-13 | 2013-14 | 2014-15 | 2015-16 | 2016-17 | 2017-18 | 2018-19 | FY 2019-20 | FY 2020-21 | FY 2021-22 | FY 2022-23 | FY 2023-24 | FY 2024-25 | FY 2025-26 | FY 2026-27 | FY 2027-28 | FY 2028-29 | FY 2029-30
Opening | 2005
Addition | 2005-06 | bar: Depreciation during the Year 2005-06
Addition | 2006-07 | bar: Depreciation during the Year 2006-07
Addition | 2007-08 | bar: Depreciation during the Year 2007-08
Addition | 2008-09 | bar: Depreciation during the Year 2008-09
Addition | 2009-10 | bar: Depreciation during the Year 2009-10
Addition | 2010-11 | bar: Depreciation during the Year 2010-11
Addition | 2011-12 | bar: Depreciation during the Year 2011-12
Addition | 2012-13 | bar: Depreciation during the Year 2012-13
Addition | 2013-14 | bar: Depreciation during the Year 2013-14
Addition | 2014-15 | bar: Depreciation during the Year 2014-15
Addition | 2015-16 | bar: Depreciation during the Year 2015-16
Addition | 2016-17 | bar: Depreciation during the Year 2016-17
Addition | 2017-18 | bar: Depreciation during the Year 2017-18
Addition | 2018-19 | bar: Depreciation during the Year 2018-19
Addition | 2019-20
Addition | 2020-21
Addition | 2021-22
Addition | 2022-23
Addition | 2023-24
Addition | 2024-25
Addition | 2025-26
Addition | 2026-27
Addition | 2027-28
Addition | 2028-29
Addition | 2029-30
Total
| Office Equipment |  |  |  | Depreciation during the Year 2005-06: (Rs. Crore)
| Year | Asset as on 1st April 2005 | Depreciation as on 1st April 2005 | Depreciation Rate for that Year | Depreciation during the Year 2005-06: Depreciation during the Year | [11 empty] | Depriciation as on 1st april | Asset crossing 90% depreciation | Remaining Depreciable value
[5 empty] | 2005-06 | 2006-07 | 2007-08 | 2008-09 | 2009-10 | 2010-11 | 2011-12 | 2012-13 | 2013-14 | 2014-15 | 2015-16 | 2016-17 | 2017-18 | 2018-19 | FY 2019-20 | FY 2020-21 | FY 2021-22 | FY 2022-23 | FY 2023-24 | FY 2024-25 | FY 2025-26 | FY 2026-27 | FY 2027-28 | FY 2028-29 | FY 2029-30
Opening | 2005
Addition | 2005-06 | bar: Depreciation during the Year 2005-06
Addition | 2006-07 | bar: Depreciation during the Year 2006-07
Addition | 2007-08 | bar: Depreciation during the Year 2007-08
Addition | 2008-09 | bar: Depreciation during the Year 2008-09
Addition | 2009-10 | bar: Depreciation during the Year 2009-10
Addition | 2010-11 | bar: Depreciation during the Year 2010-11
Addition | 2011-12 | bar: Depreciation during the Year 2011-12
Addition | 2012-13 | bar: Depreciation during the Year 2012-13
Addition | 2013-14 | bar: Depreciation during the Year 2013-14
Addition | 2014-15 | bar: Depreciation during the Year 2014-15
Addition | 2015-16 | bar: Depreciation during the Year 2015-16
Addition | 2016-17 | bar: Depreciation during the Year 2016-17
Addition | 2017-18 | bar: Depreciation during the Year 2017-18
Addition | 2018-19 | bar: Depreciation during the Year 2018-19
Addition | 2019-20
Addition | 2020-21
Addition | 2021-22
Addition | 2022-23
Addition | 2023-24
Addition | 2024-25
Addition | 2025-26
Addition | 2026-27
Addition | 2027-28
Addition | 2028-29
Addition | 2029-30
Total
| Total |  |  |  | Depreciation during the Year 2005-06: (Rs. Crore)
| Year | Asset as on 1st April 2005 | Depreciation as on 1st April 2005 | Depreciation Rate for that Year | Depreciation during the Year 2005-06: Depreciation during the Year | [11 empty] | Depriciation as on 1st april | Asset crossing 90% depreciation | Remaining Depreciable value
[5 empty] | 2005-06 | 2006-07 | 2007-08 | 2008-09 | 2009-10 | 2010-11 | 2011-12 | 2012-13 | 2013-14 | 2014-15 | 2015-16 | 2016-17 | 2017-18 | 2018-19 | FY 2019-20 | FY 2020-21 | FY 2021-22 | FY 2022-23 | FY 2023-24 | FY 2024-25 | FY 2025-26 | FY 2026-27 | FY 2027-28 | FY 2028-29 | FY 2029-30
Opening | 2005
Addition | 2005-06 | bar: Depreciation during the Year 2005-06
Addition | 2006-07 | bar: Depreciation during the Year 2006-07
Addition | 2007-08 | bar: Depreciation during the Year 2007-08
Addition | 2008-09 | bar: Depreciation during the Year 2008-09
Addition | 2009-10 | bar: Depreciation during the Year 2009-10
Addition | 2010-11 | bar: Depreciation during the Year 2010-11
Addition | 2011-12 | bar: Depreciation during the Year 2011-12
Addition | 2012-13 | bar: Depreciation during the Year 2012-13
Addition | 2013-14 | bar: Depreciation during the Year 2013-14
Addition | 2014-15 | bar: Depreciation during the Year 2014-15
Addition | 2015-16 | bar: Depreciation during the Year 2015-16
Addition | 2016-17 | bar: Depreciation during the Year 2016-17
Addition | 2017-18 | bar: Depreciation during the Year 2017-18
Addition | 2018-19 | bar: Depreciation during the Year 2018-19
Addition | 2019-20
Addition | 2020-21
Addition | 2021-22
Addition | 2022-23
Addition | 2023-24
Addition | 2024-25
Addition | 2025-26
Addition | 2026-27
Addition | 2027-28
Addition | 2028-29
Addition | 2029-30
Total

## F16
Maharashtra State Power Generation Company Ltd.
MYT Petition Formats for Khaperkheda Unit 1-4
Form 15: Fuel Utilisation Plan
FY 2022-23 Approved
Sr. No. | Name of Generating Station/Unit | Month | Fuel Requirement of Each Unit/Station (MT, MCM) | Details of Contracted Source |  |  |  |  | Alternate Arrangement in case of Shortage |  |  | Plan for Swapping of Fuel Source for Optimizing Cost | Net Cost Savings in Variable cost after optimum Utilisation
|  |  | Fuel type | Name of Source | Annual Contracted Quantity | Variable Cost per Unit | Estimated Availability | Expected Shortage | Name of Alternate Source | Expected Rate of Alternate Source | Impact on Variable Cost per unit
1 |  | Apr | ATTACHED SEPARATELY
May
Jun
July
Aug
Sep
Oct
Nov
Dec
Jan
Feb
Mar
2 |  | Apr
May
Jun
July
Aug
Sep
Oct
Nov
Dec
Jan
Feb
Mar
3
….
FY 2022-23 Actual
Sr. No. | Name of Generating Station/Unit | Month | Fuel Requirement of Each Unit/Station (MT, MCM) | Details of Contracted Source |  |  |  |  | Alternate Arrangement in case of Shortage |  |  | Swapping of Fuel Source for Optimizing Cost | Net Cost Savings in Variable cost after optimum Utilisation
|  |  | Fuel type | Name of Source | Annual Contracted Quantity | Variable Cost per Unit | Actual Availability | Actual Shortage | Name of Alternate Source | Actual Rate of Alternate Source | Impact on Variable Cost per unit
1 |  | Apr | ATTACHED SEPARATELY
May
Jun
July
Aug
Sep
Oct
Nov
Dec
Jan
Feb
Mar
2 |  | Apr
May
Jun
July
Aug
Sep
Oct
Nov
Dec
Jan
Feb
Mar
3
….
Note: 1. Generating Company shall provide justification for variation between approved and actual fuel utilisation plan
FY 2023-24 Approved
Sr. No. | Name of Generating Station/Unit | Month | Fuel Requirement of Each Unit/Station (MT, MCM) | Details of Contracted Source |  |  |  |  | Alternate Arrangement in case of Shortage |  |  | Plan for Swapping of Fuel Source for Optimizing Cost | Net Cost Savings in Variable cost after optimum Utilisation
|  |  | Fuel type | Name of Source | Annual Contracted Quantity | Variable Cost per Unit | Estimated Availability | Expected Shortage | Name of Alternate Source | Expected Rate of Alternate Source | Impact on Variable Cost per unit
1 |  | Apr | ATTACHED SEPARATELY
May
Jun
July
Aug
Sep
Oct
Nov
Dec
Jan
Feb
Mar
2 |  | Apr
May
Jun
July
Aug
Sep
Oct
Nov
Dec
Jan
Feb
Mar
3
….
FY 2023-24 Actual
Sr. No. | Name of Generating Station/Unit | Month | Fuel Requirement of Each Unit/Station (MT, MCM) | Details of Contracted Source |  |  |  |  | Alternate Arrangement in case of Shortage |  |  | Swapping of Fuel Source for Optimizing Cost | Net Cost Savings in Variable cost after optimum Utilisation
|  |  | Fuel type | Name of Source | Annual Contracted Quantity | Variable Cost per Unit | Actual Availability | Actual Shortage | Name of Alternate Source | Actual Rate of Alternate Source | Impact on Variable Cost per unit
1 |  | Apr | ATTACHED SEPARATELY
May
Jun
July
Aug
Sep
Oct
Nov
Dec
Jan
Feb
Mar
2 |  | Apr
May
Jun
July
Aug
Sep
Oct
Nov
Dec
Jan
Feb
Mar
3
….
Note: 1. Generating Company shall provide justification for variation between approved and actual fuel utilisation plan
FY 2024-25 Approved
Sr. No. | Name of Generating Station/Unit | Month | Fuel Requirement of Each Unit/Station (MT, MCM) | Details of Contracted Source |  |  |  |  | Alternate Arrangement in case of Shortage |  |  | Plan for Swapping of Fuel Source for Optimizing Cost | Net Cost Savings in Variable cost after optimum Utilisation
|  |  | Fuel type | Name of Source | Annual Contracted Quantity | Variable Cost per Unit | Estimated Availability | Expected Shortage | Name of Alternate Source | Expected Rate of Alternate Source | Impact on Variable Cost per unit
1 |  | Apr | ATTACHED SEPARATELY
May
Jun
July
Aug
Sep
Oct
Nov
Dec
Jan
Feb
Mar
2 |  | Apr
May
Jun
July
Aug
Sep
Oct
Nov
Dec
Jan
Feb
Mar
3
….
FY 2024-25 Actual (Apr- Sep)
Sr. No. | Name of Generating Station/Unit | Month | Fuel Requirement of Each Unit/Station (MT, MCM) | Details of Contracted Source |  |  |  |  | Alternate Arrangement in case of Shortage |  |  | Swapping of Fuel Source for Optimizing Cost | Net Cost Savings in Variable cost after optimum Utilisation
|  |  | Fuel type | Name of Source | Annual Contracted Quantity | Variable Cost per Unit | Actual Availability | Actual Shortage | Name of Alternate Source | Actual Rate of Alternate Source | Impact on Variable Cost per unit
1 |  | Apr | ATTACHED SEPARATELY
May
Jun
July
Aug
Sep
2 |  | Apr
May
Jun
July
Aug
Sep
3
….
FY 2024-25 Estimated
Sr. No. | Name of Generating Station/Unit | Month | Fuel Requirement of Each Unit/Station (MT, MCM) | Details of Contracted Source |  |  |  |  | Alternate Arrangement in case of Shortage |  |  | Plan for Swapping of Fuel Source for Optimizing Cost | Net Cost Savings in Variable cost after optimum Utilisation
|  |  | Fuel type | Name of Source | Annual Contracted Quantity | Variable Cost per Unit | Estimated Availability | Expected Shortage | Name of Alternate Source | Expected Rate of Alternate Source | Impact on Variable Cost per unit
1 |  | Apr | ATTACHED SEPARATELY
May
Jun
July
Aug
Sep
Oct
Nov
Dec
Jan
Feb
Mar
2 |  | Apr
May
Jun
July
Aug
Sep
Oct
Nov
Dec
Jan
Feb
Mar
3
….
Note: 1. Fuel quantum is to be allocated to different generating Stations/Units in accordance with the merit order of different generation Stations/Units in terms of variable cost
2. Least cost generating Stations/Units should be operated at maximum availability and other generating Stations/Units should be operated at maximum availability thereafter in the ascending order of variable cost
3. Fuel Utilisation Plan shall be prepared based on past data and reasonable assumptions for future
4. Fuel Utilisation Plan to be submitted for each fuel separately
FY 2025-26 Projected
Sr. No. | Name of Generating Station/Unit | Month | Fuel Requirement of Each Unit/Station (MT, MCM) | Details of Contracted Source |  |  |  |  | Alternate Arrangement in case of Shortage |  |  | Plan for Swapping of Fuel Source for Optimizing Cost | Net Cost Savings in Variable cost after optimum Utilisation
|  |  | Fuel type | Name of Source | Annual Contracted Quantity | Variable Cost per Unit | Estimated Availability | Expected Shortage | Name of Alternate Source | Expected Rate of Alternate Source | Impact on Variable Cost per unit
1 |  | Apr | ATTACHED SEPARATELY
May
Jun
July
Aug
Sep
Oct
Nov
Dec
Jan
Feb
Mar
2 |  | Apr
May
Jun
July
Aug
Sep
Oct
Nov
Dec
Jan
Feb
Mar
3
….
Note: 1. Fuel quantum is to be allocated to different generating Stations/Units in accordance with the merit order of different generation Stations/Units in terms of variable cost
2. Least cost generating Stations/Units should be operated at maximum availability and other generating Stations/Units should be operated at maximum availability thereafter in the ascending order of variable cost
3. Fuel Utilisation Plan shall be prepared based on past data and reasonable assumptions for future
4. Fuel Utilisation Plan to be submitted for each fuel separately
FY 2026-27 Projected
Sr. No. | Name of Generating Station/Unit | Month | Fuel Requirement of Each Unit/Station (MT, MCM) | Details of Contracted Source |  |  |  |  | Alternate Arrangement in case of Shortage |  |  | Plan for Swapping of Fuel Source for Optimizing Cost | Net Cost Savings in Variable cost after optimum Utilisation
|  |  | Fuel type | Name of Source | Annual Contracted Quantity | Variable Cost per Unit | Estimated Availability | Expected Shortage | Name of Alternate Source | Expected Rate of Alternate Source | Impact on Variable Cost per unit
1 |  | Apr | ATTACHED SEPARATELY
May
Jun
July
Aug
Sep
Oct
Nov
Dec
Jan
Feb
Mar
2 |  | Apr
May
Jun
July
Aug
Sep
Oct
Nov
Dec
Jan
Feb
Mar
3
….
Note: 1. Fuel quantum is to be allocated to different generating Stations/Units in accordance with the merit order of different generation Stations/Units in terms of variable cost
2. Least cost generating Stations/Units should be operated at maximum availability and other generating Stations/Units should be operated at maximum availability thereafter in the ascending order of variable cost
3. Fuel Utilisation Plan shall be prepared based on past data and reasonable assumptions for future
4. Fuel Utilisation Plan to be submitted for each fuel separately
FY 2027-28 Projected
Sr. No. | Name of Generating Station/Unit | Month | Fuel Requirement of Each Unit/Station (MT, MCM) | Details of Contracted Source |  |  |  |  | Alternate Arrangement in case of Shortage |  |  | Plan for Swapping of Fuel Source for Optimizing Cost | Net Cost Savings in Variable cost after optimum Utilisation
|  |  | Fuel type | Name of Source | Annual Contracted Quantity | Variable Cost per Unit | Estimated Availability | Expected Shortage | Name of Alternate Source | Expected Rate of Alternate Source | Impact on Variable Cost per unit
1 |  | Apr | ATTACHED SEPARATELY
May
Jun
July
Aug
Sep
Oct
Nov
Dec
Jan
Feb
Mar
2 |  | Apr
May
Jun
July
Aug
Sep
Oct
Nov
Dec
Jan
Feb
Mar
3
….
Note: 1. Fuel quantum is to be allocated to different generating Stations/Units in accordance with the merit order of different generation Stations/Units in terms of variable cost
2. Least cost generating Stations/Units should be operated at maximum availability and other generating Stations/Units should be operated at maximum availability thereafter in the ascending order of variable cost
3. Fuel Utilisation Plan shall be prepared based on past data and reasonable assumptions for future
4. Fuel Utilisation Plan to be submitted for each fuel separately
FY 2028-29 Projected
Sr. No. | Name of Generating Station/Unit | Month | Fuel Requirement of Each Unit/Station (MT, MCM) | Details of Contracted Source |  |  |  |  | Alternate Arrangement in case of Shortage |  |  | Plan for Swapping of Fuel Source for Optimizing Cost | Net Cost Savings in Variable cost after optimum Utilisation
|  |  | Fuel type | Name of Source | Annual Contracted Quantity | Variable Cost per Unit | Estimated Availability | Expected Shortage | Name of Alternate Source | Expected Rate of Alternate Source | Impact on Variable Cost per unit
1 |  | Apr | ATTACHED SEPARATELY
May
Jun
July
Aug
Sep
Oct
Nov
Dec
Jan
Feb
Mar
2 |  | Apr
May
Jun
July
Aug
Sep
Oct
Nov
Dec
Jan
Feb
Mar
3
….
Note: 1. Fuel quantum is to be allocated to different generating Stations/Units in accordance with the merit order of different generation Stations/Units in terms of variable cost
2. Least cost generating Stations/Units should be operated at maximum availability and other generating Stations/Units should be operated at maximum availability thereafter in the ascending order of variable cost
3. Fuel Utilisation Plan shall be prepared based on past data and reasonable assumptions for future
4. Fuel Utilisation Plan to be submitted for each fuel separately
FY 2029-30 Projected
Sr. No. | Name of Generating Station/Unit | Month | Fuel Requirement of Each Unit/Station (MT, MCM) | Details of Contracted Source |  |  |  |  | Alternate Arrangement in case of Shortage |  |  | Plan for Swapping of Fuel Source for Optimizing Cost | Net Cost Savings in Variable cost after optimum Utilisation
|  |  | Fuel type | Name of Source | Annual Contracted Quantity | Variable Cost per Unit | Estimated Availability | Expected Shortage | Name of Alternate Source | Expected Rate of Alternate Source | Impact on Variable Cost per unit
1 |  | Apr | ATTACHED SEPARATELY
May
Jun
July
Aug
Sep
Oct
Nov
Dec
Jan
Feb
Mar
2 |  | Apr
May
Jun
July
Aug
Sep
Oct
Nov
Dec
Jan
Feb
Mar
3
….
Note: 1. Fuel quantum is to be allocated to different generating Stations/Units in accordance with the merit order of different generation Stations/Units in terms of variable cost
2. Least cost generating Stations/Units should be operated at maximum availability and other generating Stations/Units should be operated at maximum availability thereafter in the ascending order of variable cost
3. Fuel Utilisation Plan shall be prepared based on past data and reasonable assumptions for future
4. Fuel Utilisation Plan to be submitted for each fuel separately

## F17
Maharashtra State Power Generation Company Ltd.
MYT Petition Formats for Khaperkheda Unit 1-4
Form 16: Payment Efficiency
Year : FY 2022-23
A) Scheduled and Actual Payment
Particulars | Schedule Payment |  |  | Payment made |  |  | Delay in payment (days) | Amount Pending (Rs. Crore)
| Month/Date | Amount (Rs. Crore) | Due date | Month/ Date | Amount (Rs. Crore) | % of Amount paid
Scheduled Payment against Long Term Loans
Long Term Loan 1
Long Term Loan 2
Long Term Loan 3
... ... ...
Total
Scheduled Payment against Short Term Loans
Short Term Loan 1
Short Term Loan 2
Short Term Loan 3
... ... ...
Total
Scheduled Payment against Supplies
Supplier 1 (Name & Item)
Supplier 2 (Name & Item)
Supplier 3 (Name & Item)
... ... ...
Total
Year : FY 2023-24
A) Scheduled and Actual Payment
Particulars | Schedule Payment |  |  | Payment made |  |  | Delay in payment (days) | Amount Pending (Rs. Crore)
| Month/Date | Amount (Rs. Crore) | Due date | Month/ Date | Amount (Rs. Crore) | % of Amount paid
Scheduled Payment against Long Term Loans
Long Term Loan 1
Long Term Loan 2
Long Term Loan 3
... ... ...
Total
Scheduled Payment against Short Term Loans
Short Term Loan 1
Short Term Loan 2
Short Term Loan 3
... ... ...
Total
Scheduled Payment against Supplies
Supplier 1 (Name & Item)
Supplier 2 (Name & Item)
Supplier 3 (Name & Item)
... ... ...
Total

## F18
Maharashtra State Power Generation Company Ltd.
MYT Formats - Generation
Form 18: Special Allowance
MYT Petition Formats for Khaperkheda Unit 1-4
Sr. No. | Generating Stations | Fuel Type/Hydro | Capacity (MW) | Date of COD | Year of completion of useful life of 25 years | Ensuing Years (Rs Lakh)
[6 empty] | FY 2025-26 | FY 2026-27 | FY 2027-28 | FY 2028-29 | FY 2029-30
[6 empty] | Projected | Projected | Projected | Projected | Projected
1 | XXX
Unit 1
xxx
1
| Note: | As per Regulation 44.3, the Special Allowance admissible to a generating station shall be maximum upto INR 10.75 lakh per MW per year for the control period.

## F19
MYT Petition Formats - Generation
Form 19: PLF Incentive
MYT Petition Formats for Khaperkheda Unit 1-4
Sr. No. | Particulars | Units | FY 2022-23 | FY 2023-24 | FY 2024-25 | Remarks
1 | Capacity | MW
2 | Normative Availability | %
3 | Actual Availability during peak hours | %
4 | Actual Availability during off-peak hours | %
5 | Normative Generation during peak hours | MU
6 | Normative Generation during off-peak hours | MU
7 | Actual Generation during peak hours | MU
8 | Actual Generation during off-peak hours | MU
9 | Excess Energy during peak hours | MU
10 | Excess Energy during off-peak hours | MU
11 | Incentive during peak hours | Rs/Unit
12 | Incentive during off peak hours | Rs/Unit
13 | Total Incentive | Rs Crore