## F4
MSPGCL: Parli 6-7
MTR Petition Formats - Generation
Form 4: Summary of Capital Expenditure and Capitalisation
(Rs. Crore)
Sr. No. | Particulars | FY 2022-23 |  |  | FY 2023-24 |  |  | FY 2024-25 |  |  |  |  | Ensuing Years |  |  |  |  | Remarks
|  | MYT Order (227 of 2022) | April-March (Audited ) | True-Up requirement | MYT Order (227 of 2022) | April-March (Audited ) | True-Up requirement | MYT Order (227 of 2022) | Apr-Sep (Estimated) | Oct-Mar (Projected) | April - March (Projected) | Provisional True-Up requirement | FY 2025-26 | FY 2026-27 | FY 2027-28 | FY 2028-29 | FY 2029-30
|  | (a) | (b) | (c) = (b) - (a) | (d) | (e) | (f) = (e) - (d) | (g) | (h) | (i) | (j) = (h) + (i) | (k) = (j) - (g) | Projected | Projected | Projected | Projected | Projected
1 | Capital Expenditure |  | 22.0631 | 22.0631 |  | 27.2667 | 27.2667 |  | 5.4171 | 188.8359 | 194.253 |  | 558.7983 | 548.5 | 226.4 | 237.61 | 73.08
2 | Capitalisation | 37.57 | 34.3214 | -3.2486 | 25.8 | 7.8648 | -17.9352 | 145.02 | 21.962 | 159.05 | 181.0114 | 35.9914 | 463.6783 | 479 | 165.9 | 512.61 | 73.08
3 | IDC |  |  | 0 |  |  | 0
4 | Capitalisation + IDC | 37.57 | 34.3214 | -3.2486 | 25.8 | 7.8648 | -17.9352 | 145.02 | 21.962 | 159.05 | 181.0114 | 35.9914 | 463.6783 | 479 | 165.9 | 512.61 | 73.08
Note: * - Truing Up for FY 2022-23 & FY 2023-24 to be done under MERC MYT Regulations 2019 with reference to amounts approved in the MYT Order for FY 2020-21 to FY 2024-25
Detailed Justification shall be provided for variation in approved capital expenditure and capitalisation vis-a-vis actual capital expenditure and capitalisation

## F4.1
MSPGCL: Parli 6-7
MTR Petition Formats - Generation
| Project Details |  | Form 4.1: Capital Expenditure Plan | [14 empty] | (Rs. Crore)
Sr. No. | Project Code | Project Title | MERC Approval No. | MERC Approval Date | Project Purpose | Project Start Date |  |  | Project Completion date (Scheduled) |  |  | Capital Cost
[6 empty] | Original | Revised | Actual | Original | Revised | Actual | Approved | Actual Capital Cost Incurred | Deviation = Approved - Actual on account of
[14 empty] | Change in Scope of Work (a) | Material Cost (b) | IDC (c) | Others (d) | Total Deviation (a+b+c+d)
DPR Schemes
(i) Submitted to MERC
6 | Arrangement for permanent water supply scheme for Parli TPS from Majalgaon Dam through Majalgaon Lift Irrigation scheme (Loni / Savangi) | DPR | MERC/TECH 1/CAPEX/20122013/00500 | 2013-05-27 |  | 2013-05-27 |  | - | - |  | - | 199.86 | 142 |  |  |  |  | 57.86
9 | Procurement of 250 MW spare HPT Module, IPT Module & LPT Rotor of New Parli TPS | DPR | MERC/TECH 1/CAPEX/20142015/00362 | 2014-05-20 |  | 2014-05-20 |  | - | - |  | - | 0 | 0 |  |  |  |  | 0
9.1 | HP Module | Scheme | MERC/TECH 1/CAPEX/20142015/00362 | 2014-05-20 |  | 2014-05-20 |  | - | - |  | 2013-07-21 | 22.0591 | 21.53 |  | 0.52906 |  |  | 0.52906
9.2 | IP Module | Scheme | MERC/TECH 1/CAPEX/20142015/00362 | 2014-05-20 |  | 2014-05-20 |  | - | - |  | 2014-06-15 | 21.3598 | 20.62 |  | 0.73982 |  |  | 0.73982
9.3 | LP Rotor | Scheme | MERC/TECH 1/CAPEX/20142015/00362 | 2014-05-20 |  | 2014-05-20 |  | - | - |  | 2010-05-05 | 38.7247 | 38.72 |  | 0.0046617 |  |  | 0.0046617
0 | IDC | IDC | MERC/TECH 1/CAPEX/20142015/00362 | 2014-05-20 |  | 2014-05-20 |  | - | - |  | - | 0 | 0 |  | 0 |  |  | 0
10 | Procurement of 315 MVA Spare GTR for 250 MW sets at New Parli & New Paras TPS | DPR | MERC/TECH 1/CAPEX/20142015/001 | 2014-10-01 |  | 2014-10-01 |  | - | - |  | - | 0 | 0 |  | 0 |  |  | 0
10.1 | Procurement of 250 MVA Spare GTR | Scheme | MERC/TECH 1/CAPEX/20142015/001 | 2014-10-01 |  | 2014-10-01 |  | - | - |  | 2014-05-01 | 11.32 | 13.4 |  | -2.08 |  |  | -2.08
13 | Construction of Concrete Roads & Spare Generator Transformer Foundation at Parli TPS | DPR | MERC/CAPEX/20162017/01172 | 2016-12-09 |  | 2016-12-09 |  | - | - |  | - | 0 | 0 |  | 0 |  |  | 0
13.1 | Construction of concrete road from Gangakhed road to entrance of unit no.6,7 at NPTPS Parli V. | Scheme | MERC/CAPEX/20162017/01172 | 2016-12-09 |  | 2016-12-09 |  | - | - |  | 31.08.2019/ 12.02.2018 | 7.02 | 6.8552 |  | 0.16485 |  |  | 0.16485
13.2 | Construction of internal concrete roads within premises of Unit 6 and 7. | Scheme | MERC/CAPEX/20162017/01172 | 2016-12-09 |  | 2016-12-09 |  | - | - |  | 30.04.2019/ 31.01.2020/ 31.12.2020 | 7.55 | 5.9636 |  | 1.5864 |  |  | 1.5864
13.3 | Construction of spare generator transformer foundation of Unit No. 6,7 at NPTPS Parli-V & Paras TPS | Scheme | MERC/CAPEX/20162017/01172 | 2016-12-09 |  | 2016-12-09 |  | - | - |  | 2017-07-26 | 1.48 | 1.2848 |  | 0.1952 |  |  | 0.1952
0 | IDC | IDC | MERC/CAPEX/20162017/01172 | 2016-12-09 |  | 2016-12-09 |  | - | - |  | - | 0.8 | 0 |  | 0.8 |  |  | 0.8
14 | Procurement of battery breakers and weigh bridge for Parli Unit 6 & 7 | DPR | MERC/CAPEX/20172018/4711 | 2017-11-16 |  | 2017-11-16 |  | - | - |  | - | 0 | 0 |  | 0 |  |  | 0
14.1 | Replacement of 220V station batteries, 360V UPS batteries, 24V DCS batteries , 360V UPS AHP batteries at U6 & U7 NPTPS | Scheme | MERC/CAPEX/20172018/4711 | 2017-11-16 |  | 2017-11-16 |  | 2017-04-01 | 2019-11-15 |  | 26.07.2018/ 01.08.2018 | 15.08 | 14.4773 |  | 0.60273 |  |  | 0.60273
14.2 | Installation of Pit less weighbridge of 100 MT capacity. | Scheme | MERC/CAPEX/20172018/4711 | 2017-11-16 |  | 2017-11-16 |  | 2017-05-08 | 2019-11-15 |  | 2018-12-14 | 0.3 | 0.29736 |  | 0.00264 |  |  | 0.00264
14.3 | Procurement of SF 6 Generator Circuit Breaker Type- FKG1X | Scheme | MERC/CAPEX/20172018/4711 | 2017-11-16 |  | 2017-11-16 |  | 2017-11-27 | 2019-11-15 |  | - | 2.46 | 0 |  | 2.46 |  |  | 2.46
14.4 | Procurement of spare VCB’s trolleys. | Scheme | MERC/CAPEX/20172018/4711 | 2017-11-16 |  | 2017-11-16 |  | 2017-12-23 | 2019-11-15 |  | 2021-08-13 | 0.31 | 0.50571 |  | -0.19571 |  |  | -0.19571
0 | IDC | IDC | MERC/CAPEX/20172018/4711 | 2017-11-16 |  | 2017-11-16 |  | - | - |  | - | 0.13 | 0 |  | 0.13 |  |  | 0.13
15 | First raising of ash bund from 426 Mtr. To 432 Mtr. Of Dautpur Ash Bund No. 2 for Unit No. 4, 6, 7 & 8 at Parli TPS. | DPR | MERC/CAPEX/20172018/4703 | 2017-11-16 |  | 2017-11-16 |  | - | - |  | - | 0 | 0 |  | 0 |  |  | 0
15.1 | First raising of ash bund from 426 Mtr. To 432 Mtr. Of Dautpur Ash Bund No. 2 for Unit No. 4, 6, 7 & 8 at Parli TPS. | Scheme | MERC/CAPEX/20172018/4703 | 2017-11-16 |  | 2017-11-16 |  | 2017-18 | - |  | 2019-04-30 | 44.1548 | 43.0947 |  | 1.06 |  |  | 1.06
0 | IDC | IDC | MERC/CAPEX/20172018/4703 | 2017-11-16 |  | 2017-11-16 |  | - | - |  | - | 1.37 | 0 |  | 1.37 |  |  | 1.37
16 | Renovation works of colony at Parli TPS | DPR | MERC/CAPEX/2018-2019/065 | 2019-03-05 |  | 2019-03-05 |  | - | - |  | - | 0 | 0 |  | 0 |  |  | 0
16.1 | Colony Renovation / Garden and relation works | Scheme | MERC/CAPEX/2018-2019/065 | 2019-03-05 |  | 2019-03-05 |  | 2018-19 | 2021-04-03 |  | - | 8.0503 | 5.6193 |  | 2.4309 |  |  | 2.4309
16.2 | Colony Road work | Scheme | MERC/CAPEX/2018-2019/065 | 2019-03-05 |  | 2019-03-05 |  | 2018-19 | 2021-04-03 |  | 2021-11-30 | 2.3051 | 2.0084 |  | 0.29668 |  |  | 0.29668
16.3 | Colony Water supply, Sanitary and drinage line work | Scheme | MERC/CAPEX/2018-2019/065 | 2019-03-05 |  | 2019-03-05 |  | 2018-19 | 2021-04-03 |  | 2021-05-13 | 2.7927 | 0.16449 |  | 2.6282 |  |  | 2.6282
16.4 | Mangal Karyalaya and Community Hall work | Scheme | MERC/CAPEX/2018-2019/065 | 2019-03-05 |  | 2019-03-05 |  | - | - |  | - | 0 | 0 |  | 0 |  |  | 0
16.5 | Other Civil works | Scheme | MERC/CAPEX/2018-2019/065 | 2019-03-05 |  | 2019-03-05 |  | - | - |  | - | 0 | 0 |  | 0 |  |  | 0
17 | Various Civil Schemes at Parli TPS | DPR | MERC/CAPEX/20182019/020 | 2019-01-16 |  | 2019-01-16 |  | - | - |  | - | 0 | 0 |  | 0 |  |  | 0
17.1 | Repair work of Khadka road from Sangam T point TPS compound wall to Khadka pump house by providing and laying GSB and bituminous macadam surface on existing road at TPS Parli V | Scheme | MERC/CAPEX/20182019/020 | 2019-01-16 |  | 2019-01-16 |  | 2018-19 | 2021-01-15 |  | 2021-01-21 | 6.1933 | 5.646 |  | 0.54733 |  |  | 0.54733
17.2 | Replacement of old A.C. / G.I. Sheets by new C.G.I. Sheets at Unit 4 and 5 TPS Parli Vaijnath | Scheme | MERC/CAPEX/20182019/020 | 2019-01-16 |  | 2019-01-16 |  | 2018-19 | 2021-01-15 |  | 2019-12-31 | 0.38584 | 0.28061 |  | 0.10523 |  |  | 0.10523
17.3 | Water supply pipe line from Way bridge to chummery gate at Old Power House premises TPS Parli Vaijnath | Scheme | MERC/CAPEX/20182019/020 | 2019-01-16 |  | 2019-01-16 |  | 2018-19 | 2021-01-15 |  | - | 1.4908 | 0 |  | 1.4908 |  |  | 1.4908
17.4 | Providing and fixing colour coated sheets for roofing and cladding of Major Store godowns (3 Nos.) at NPTPS Parli Vaijnath. | Scheme | MERC/CAPEX/20182019/020 | 2019-01-16 |  | 2019-01-16 |  | 2018-19 | 2021-01-15 |  | 2019-10-10 | 0.32053 | 0.23293 |  | 0.087591 |  |  | 0.087591
17.5 | Development of Major store unloading yard by providing RCC grade slab in unit 6 & 7 premises at NPTPS Parli V. | Scheme | MERC/CAPEX/20182019/020 | 2019-01-16 |  | 2019-01-16 |  | 2018-19 | 2021-01-15 |  | - | 2.7334 | 0 |  | 2.7334 |  |  | 2.7334
17.6 | Work of painting to service building, Main plant building and various Auxillarey buildings of unit No. 6&7 at New Parli Thermal Power Station. | Scheme | MERC/CAPEX/20182019/020 | 2019-01-16 |  | 2019-01-16 |  | 2018-19 | 2021-01-15 |  | 2021-03-31 | 0.58999 | 0.43154 |  | 0.15844 |  |  | 0.15844
17.6 | Construction of RCC cabins at various locations in unit No.6&7 premises at NPTPS Parli - V. | Scheme | MERC/CAPEX/20182019/020 | 2019-01-16 |  | 2019-01-16 |  | 2018-19 | 2021-01-15 |  | 2021-08-20 | 0.28481 | 0.20461 |  | 0.080198 |  |  | 0.080198
0 | IDC | IDC | MERC/CAPEX/20182019/020 | 2019-01-16 |  | 2019-01-16 |  | - | - |  | - | 0 | 0 |  | 0 |  |  | 0
18 | Procurement & replacement of complete set of Economizer and LTSH upper & lower coils of Unit No. 6 & 7 at Parli TPS | DPR | MERC/CAPEX/2019-2020/419 | 2019-07-26 |  | 2019-07-26 |  | - | - |  | - | 0 | 0 |  | 0 |  |  | 0
18.1 | Procurement & replacement of complete set of economizer upper & lower bank coils of Unit No. 6 | Scheme | MERC/CAPEX/2019-2020/419 | 2019-07-26 |  | 2019-07-26 |  | 2019-01-04 | 2022-07-25 |  | - | 10.6 | 8.7955 |  | 1.8045 |  |  | 1.8045
18.2 | Procurement & replacement of complete set of LTSH upper & lower bank coils for Parli TPS unit-7 | Scheme | MERC/CAPEX/2019-2020/419 | 2019-07-26 |  | 2019-07-26 |  | 2019-01-04 | 2022-07-25 |  | - | 10.6 | 12.3255 |  | -1.7255 |  |  | -1.7255
0 | IDC | IDC | MERC/CAPEX/2019-2020/419 | 2019-07-26 |  | 2019-07-26 |  | - | - |  | - | 1.52 | 0.81067 |  | 0.70933 |  |  | 0.70933
19 | Schemes related to enhance the performance of Coal Handling Plant (2 x 250 MW) at Parli TPS | DPR | MERC/CAPEX/2019-2020/451 | 2019-07-30 |  | 2019-07-30 |  | - | - |  | - | 0 | 0 |  | 0 |  |  | 0
19.1 | Procurement of 02 Nos. of BD155 Bulldozers for Parli TPS | Scheme | MERC/CAPEX/2019-2020/451 | 2019-07-30 |  | 2019-07-30 |  | 2019-06-17 | 2021-07-29 |  | 2020-08-10 | 3.93 | 4.3293 |  | -0.39925 |  |  | -0.39925
19.2 | Procurement of 02 Nos. of Locomotives(800 HP) for Parli TPS | Scheme | MERC/CAPEX/2019-2020/451 | 2019-07-30 |  | 2019-07-30 |  | 2019-06-17 | 2021-07-29 |  | 14.12.2021/ 24.01.2022 | 6.25 | 6.4416 |  | -0.19162 |  |  | -0.19162
0 | IDC | IDC | MERC/CAPEX/2019-2020/451 | 2019-07-30 |  | 2019-07-30 |  | - | - |  | - | 0.54 | 0 |  | 0.54 |  |  | 0.54
20 | Procurement of Energy Efficient Cartridges of boiler Feed Pumps at Unit # 6 & 7, Girth Gear, Pinion for BBD-4772 Coal Mills & Procurement, Installation, Commissioning of Variable Frequency Drive for Gravimetric Coal Feeders (2X250MW) at Parli TPS | DPR | MERC/CAPEX/2019-2020/476, MERC/CAPEX/2019-2020/858 | 01-08-2019, 10-10-2019 |  | 01-08-2019, 10-10-2019 |  | - | - |  | - | 0 | 0 |  | 0 |  |  | 0
20.1 | Procurement & replacement of complete BFP Cartridge for advance class pump model FK-3B-40. | Scheme | MERC/CAPEX/2019-2020/476, MERC/CAPEX/2019-2020/858 | 01-08-2019, 10-10-2019 |  | 01-08-2019, 10-10-2019 |  | 2019-04-12 | 2021-01-30 |  | 06.11.2020/ 06.11.2020 | 14.39 | 14.1187 |  | 0.2713 |  |  | 0.2713
20.2 | Procurement of girth gear pinion for BBD-4772 coal mill at Parli TPS & Work Cost for replacement of girth gear, pinion shaft bearing. | 0 | 0 | Not Approved |  | Not Approved |  | Not approved | - |  | - | 0 | 0 |  | 0 |  |  | 0
20.3 | Procurement of VFD up-grade kit for replacement of existing Eddy current clutch drive system. | Scheme | MERC/CAPEX/2019-2020/476, MERC/CAPEX/2019-2020/858 | 01-08-2019, 10-10-2019 |  | 01-08-2019, 10-10-2019 |  | 2019-04-15 | 2021-09-04 |  | 20.01.2023 | 5.94 | 5.9323 |  | 0.007668 |  |  | 0.007668
20.4 | Supervision of Installation, erection and commissioning for DT-9 & VFD Upgrade system inclusive of travel charges Boarding and lodging. | Scheme | MERC/CAPEX/2019-2020/476, MERC/CAPEX/2019-2020/858 | 01-08-2019, 10-10-2019 |  | 01-08-2019, 10-10-2019 |  | 2019-04-15 | 2021-09-04 |  | 20.01.2023 | 0.29 | 0.2832 |  | 0.0068 |  |  | 0.0068
0 | IDC | IDC | MERC/CAPEX/2019-2020/476, MERC/CAPEX/2019-2020/858 | 01-08-2019, 10-10-2019 |  | 01-08-2019, 10-10-2019 |  | - | - |  | - | 0.64 | 0.51658 |  | 0.12342 |  |  | 0.12342
21 | HMI up-gradation of DCS U-6 & U-7 and Procurement of Assemblies for Reducer Gear box SZN-630 & SBN-630 for BBD-4772 (2 x 250 MW) coal mills at Parli TPS | DPR | MERC/CAPEX/2019-2020/854 | 2019-10-10 |  | 2019-10-10 |  | - | - |  | - | 0 | 0 |  | 0 |  |  | 0
21.1 | Up gradation of MaxDNA DCS system (HMI Up gradation). | Scheme | MERC/CAPEX/2019-2020/854 | 2019-10-10 |  | 2019-10-10 |  | 2019-12-06 | 2021-09-04 |  | _ | 10.49 | 9.06 |  | 1.43 |  |  | 1.43
0 | IDC | 0 | 0 | - |  | - |  | - | - |  | - | 0 | 0.2009 |  | -0.2009 |  |  | -0.2009
21.2 | Procurement of Spares for Reducer Gear box SZN-630 for BBD-4772 Coal mills of 250MW at Unit 6 | Scheme | MERC/CAPEX/2019-2020/854 | 2019-10-10 |  | 2019-10-10 |  | 2019-06-18 | 2020-09-10 |  | 24.09.2022 | 1.01 | 1.0442 |  | -0.03423 |  |  | -0.03423
21.3 | Procurement of Spares for Reducer Gear box SBN-630 for BBD-4772 Coal mills of 250MW at Unit 7 | Scheme | MERC/CAPEX/2019-2020/854 | 2019-10-10 |  | 2019-10-10 |  | 2019-06-18 | 2020-09-10 |  | 20.08.2022 | 1.7 | 1.6232 |  | 0.076778 |  |  | 0.076778
0 | IDC | IDC | MERC/CAPEX/2019-2020/854 | 2019-10-10 |  | 2019-10-10 |  | - | - |  | - | 0 | 0 |  | 0 |  |  | 0
22 | Flue Gas Desulphurization (FGD) System at Unit 6 & 7 Parli TPS | DPR | MERC/CAPEX/2021-2022/0284 | 2022-06-27 |  | 2022-06-27 |  | - | - |  | - | 0 | 0 |  | 0 |  |  | 0
22.1 | Flue Gas Desulphurization (FGD) System at Unit 6 & 7 Parli TPS | Scheme | MERC/CAPEX/2021-2022/0284 | 2022-06-27 |  | 2022-06-27 |  | HO P & P | - |  | - | 138.44 | 18.25 |  | 120.19 |  |  | 120.19
0 | IDC | IDC | MERC/CAPEX/2021-2022/0284 | 2022-06-27 |  | 2022-06-27 |  | - | - |  | - | 6.5769 | 0.57 |  | 6.0069 |  |  | 6.0069
HO DPR-5 | Procurement of energy efficient HT motors at Bhusawal TPS, Koradi TPS, Chandrapur TPS, khaperkheda TPS, Parli TPS & Paras TPS as insurance spares | DPR | MERC/TECH 1/CAPEX/20142015/01218 | 2014-11-25 |  | 2014-11-25 |  | - | - |  | - | 0 | 0 |  | 0 |  |  | 0
HO DPR-5a | Parli: Procurement of HT Motors (CHP-I Phase and CEP/CW/ACW-II Phase)for NPTPS U-6&7 | Scheme | MERC/TECH 1/CAPEX/20142015/01218 | 2014-11-25 |  | 2014-11-25 |  | - | - |  | 27.08.2020/ 07.09.2021/ 22.10.2021 | 3.05 | 1.4099 |  | 1.6401 |  |  | 1.6401
HO DPR-6 | Supply, Installation, Commissioning and Operation & Maintenance Services of Continuous Ambient Air Quality Monitoring Stations (CAAQMS) at various TPS | DPR | MERC/CAPEX/20162017/00423 | 2016-08-03 |  | 2016-08-03 |  | - | - |  | - | 0 | 0 |  | 0 |  |  | 0
HO DPR-6a | NEW PARLI (U-6 & 7) | Scheme | MERC/CAPEX/20162017/00423 | 2016-08-03 |  | 2016-08-03 |  | - | - |  | 2020-02-07 | 1.3258 | 0.94127 |  | 0.38448 |  |  | 0.38448
0 | IDC | 0 | 0 | - |  | - |  | - | - |  | - | 0 | 0.039604 |  | -0.039604 |  |  | -0.039604
HO DPR 7 | Installation of Real Time Online Coal-Ash Analyzer at various TPS | DPR | MERC/CAPEX/20162017/00774 | 2016-09-30 |  | 2016-09-30 |  | - | - |  | - | 0 | 0 |  | 0 |  |  | 0
HO DPR 7a | NEW PARLI (U-6 & 7) | Scheme | MERC/CAPEX/20162017/00774 | 2016-09-30 |  | 2016-09-30 |  | HO | - |  | - | 7.0966 | 0 |  | 7.0966 |  |  | 7.0966
HO DPR 8 | Replacement of Fire Tenders at Various Power Stations of Mahagenco | DPR | MERC/CAPEX/20172018/4653 | 2017-11-13 |  | 2017-11-13 |  | - | - |  | - | 0 | 0 |  | 0 |  |  | 0
HO DPR 8.1 | Advance Multipurpose Fire Tender for Parli 6-7 | Scheme | MERC/CAPEX/20172018/4653 | 2017-11-13 |  | 2017-11-13 |  | - | - |  | 2021-09-09 | 2.72 | 1.7765 |  | 0.9435 |  |  | 0.9435
HO DPR 8.2 | Normal Multipurpose Fire Tender Parli 6-7 | Scheme | MERC/CAPEX/20172018/4653 | 2017-11-13 |  | 2017-11-13 |  | - | - |  | - | 1.25 | 0 |  | 1.25 |  |  | 1.25
0 | IDC | IDC | MERC/CAPEX/20172018/4653 | 2017-11-13 |  | 2017-11-13 |  | - | - |  | - | 0 | 0 |  | 0 |  |  | 0
HO DPR 10 | Implementation of IB recommendations- Civil works at various TPS of Mahagenco | DPR | MERC/CAPEX/20172018/0177 | 2018-02-06 |  | 2018-02-06 |  | - | - |  | - | 0 | 0 |  | 0 |  |  | 0
HO DPR 10a | NEW PARLI (U-6 & 7) | Scheme | MERC/CAPEX/20172018/0177 | 2018-02-06 |  | 2018-02-06 |  | - | - |  | 31.08.2019/ 04.07.2020/ 15.10.2020 | 2.36 | 1.585 |  | 0.77505 |  |  | 0.77505
HO DPR 15 | Procurement & Replacement of Complete Sets of Air Pre-heater Baskets at Nashik, Parli & Chandrapur TPS of Mahagenco | DPR | MERC/CAPEX/2019-2020/643 | 2019-08-26 |  | 2019-08-26 |  | - | - |  | - | 0 | 0 |  | 0 |  |  | 0
HO DPR 15a | Procurement and Replacement of Complete sets of assembly of baskets for air preheater of type tri-sector APH 27 VI(T) 74” in NTPS unit no. 4 & 5 (210MW). (2 Sets Per Unit) | Scheme | MERC/CAPEX/2019-2020/643 | 2019-08-26 |  | 2019-08-26 |  | 2019-05-01 | 2021-08-25 |  | 2021-12-31 | 2.12 | 2.458 |  | -0.33801 |  |  | -0.33801
HO DPR 16 | Construction of new Administrative Building for Mahagenco at Vidyut Bhawan, Katol Road, Nagpur | DPR | MERC/CAPEX/2021-2022/MSPGCL/063 | 2022-02-12 |  | 2022-02-12 |  | - | - |  | - | 0 | 0 |  | 0 |  |  | 0
HO DPR 16.1 | Construction of new Administrative Building for Mahagenco at Vidyut Bhawan, Katol Road, Nagpur | Scheme | MERC/CAPEX/2021-2022/MSPGCL/063 | 2022-02-12 |  | 2022-02-12 |  | - | - |  | - | 54.24 | 0 |  | 54.24 |  |  | 54.24
0 | IDC | IDC | MERC/CAPEX/2021-2022/MSPGCL/063 | 2022-02-12 |  | 2022-02-12 |  | - | - |  | - | 2.76 | 0 |  | 2.76 |  |  | 2.76
HO DPR 17 | Centralized Monitoring Solution | DPR | MERC/CAPEX/MSPGCL/2023-24/0576 | 2023-11-02 |  | 2023-11-02 |  | - | - |  | - | 0 | 0 |  | 0 |  |  | 0
HO DPR 17.1 | Centralized Monitoring Solution | Scheme | MERC/CAPEX/MSPGCL/2023-24/0576 | 2023-11-02 |  | 2023-11-02 |  | - | - |  | - | 66.009 | 0 |  | 66.009 |  |  | 66.009
0 | IDC | IDC | MERC/CAPEX/MSPGCL/2023-24/0576 | 2023-11-02 |  | 2023-11-02 |  | - | - |  | - | 3.3 | 0 |  | 3.3 |  |  | 3.3
23 | Coal Handling Plant Environment Improvement Schemes at U-6&7 CHP (2X250MW) Parli TPS | DPR | Yet to be approve | - |  | - |  | - | - |  | - | 0 | 0 |  | 0 |  |  | 0
23.1 | Scheme-1: Design, Engineering, Manufacturing, Supply, Installation and Commissioning of Dedusting System ( Dust Extraction System) for Crusher House and Bunker House at Unit -6 & 7 at CHP Parli TPS. | Scheme | Yet to be approve | - |  | - |  | - | - |  | - | 0 | 0 |  | 0 |  |  | 0
23.2 | Scheme-2: Supply, Installation, Erection & Commissioning of medium velocity water spray dust suppression system at CHP U-6/7 coal yard Crusher house & Link Conveyor at Parli TPS. | Scheme | Yet to be approve | - |  | - |  | - | - |  | - | 0 | 0 |  | 0 |  |  | 0
23.3 | Scheme-3: Supply, Installation, Commissioning of Fire Hydrant & Spray line above ground around stacker yard and crusher house, wagon tippler through conveyor belt with DV & DV Shed at CHP U-6/7. | Scheme | Yet to be approve | - |  | - |  | - | - |  | - | 0 | 0 |  | 0 |  |  | 0
23.4 | Scheme-4: Design, Manufacturing, Supply, Erection and Commissioning of DRY FOG Dust Suppression system at Wagon Tippler, Conveyor Belt Transfer point at U-6/7 CHP Parli TPS. | Scheme | Yet to be approve | - |  | - |  | - | - |  | - | 0 | 0 |  | 0 |  |  | 0
0 | IDC | IDC | Yet to be approve | - |  | - |  | - | - |  | - | 0 | 0 |  | 0 |  |  | 0
24 | Coal Mill Performance Improvement Schemes at U-6 & 7 (2 x 250 MW) Parli TPS | DPR | Yet to be approve | - |  | - |  | - | - |  | - | 0 | 0 |  | 0 |  |  | 0
24.1 | Scheme-1: Procurement And Replacement Of Internals For Reducer Gear Box Szn-630 & Sbn-630 for Bbd-4772 Coal Mills Of 250mw At Unit 6,7 Parli | Scheme | Yet to be approve | - |  | - |  | - | - |  | - | 0 | 0 |  | 0 |  |  | 0
24.2 | Scheme-2: Supply, Replacement, Erection And Installation Of Foundation Deck Springs Assembly (Vibration Isolation System) For Bbd-4772 Coal Mill Of For 250mw Unit-6&7 At Parli Tps.. | Scheme | Yet to be approve | - |  | - |  | - | - |  | - | 0 | 0 |  | 0 |  |  | 0
24.3 | Scheme-3: Procurement And Installation of Girth Gear And Pinion Of Coal Mill Bbd-4772 For Unit-6,7 At Parli TPS. | Scheme | Yet to be approve | - |  | - |  | - | - |  | - | 0 | 0 |  | 0 |  |  | 0
24.4 | Scheme-4: Procurement And Installation of Drive Shaft Assembly Of Coal Mill BBD-4772 For Unit-6 ,7 At Parli TPS. | Scheme | Yet to be approve | - |  | - |  | - | - |  | - | 0 | 0 |  | 0 |  |  | 0
24.5 | Scheme-5: Procurement And Replacement of Bearing Shell Liner For Bbd-4772 Coal Mills Of 250mw At Unit 6,7 Parli TPS. | Scheme | Yet to be approve | - |  | - |  | - | - |  | - | 0 | 0 |  | 0 |  |  | 0
0 | IDC | 0 | Yet to be approve | - |  | - |  | - | - |  | - | 0 | 0 |  | 0 |  |  | 0
25 | Administrative building | DPR | Yet to be approved | - |  | - |  | - | - |  | - | 0 | 0 |  | 0 |  |  | 0
25.1 | Administrative building | Scheme | Yet to be approved | - |  | - |  | - | - |  | - | 0 | 0 |  | 0 |  |  | 0
26 | DPR on Refurbishment of spare HPT module (Common pool item) at TM U#6,7 Parli TPS, Upgradation of Air Temperature Controlling system & Supply, Installation and commissioning of unit-6 air compressor & Upgradation of existing chiller AC plant for PCR,Service Building,VFD area at NPTPS Parli -V at TPS Parli -V | DPR | Yet to be approved | - |  | - |  | - | - |  | - | 0 | 0 |  | 0 |  |  | 0
26.1 | Refurbishment of spare HPT module (Common pool item) at TM U#6,7 Parli TPS | Scheme | Yet to be approved | - |  | - |  | - | - |  | - | 0 | 0 |  | 0 |  |  | 0
26.2 | Design, Erection, Testing & Commissioning of Energy Efficient Air Washer (cooling) System at Unit 6&7 NPTPS, Parli-V. | Scheme | Yet to be approved | - |  | - |  | - | - |  | - | 0 | 0 |  | 0 |  |  | 0
26.3 | Upgradation of reciprocating compressor into screw compressor at U#6 | Scheme | Yet to be approved | - |  | - |  | - | - |  | - | 0 | 0 |  | 0 |  |  | 0
26.4 | Upgradation of existing chiller AC plant for PCR,Service Building,VFD area at NPTPS Parli -V | Scheme | Yet to be approved | - |  | - |  | - | - |  | - | 0 | 0 |  | 0 |  |  | 0
0 | IDC | 0 | 0 | - |  | - |  | - | - |  | - | 0 | 0 |  | 0 |  |  | 0
Covid Related Work | U#6,7 Medical02 Oxygen Gr&Cyl Ozonization Plant501 | Scheme | N.A. | - |  | - |  | - | - |  | - | 0 | 3.8414 |  | -3.8414 |  |  | -3.8414
0 | 0 | 0 | 0 | - |  | - |  | - | - |  | - | 0 | 0 |  | 0 |  |  | 0
B | Asset received from Project of 6-7 | 0 | 0 | - |  | - |  | - | - |  | - | 0 | 0 |  | 0 |  |  | 0
1 | Enhanced Land Compensation LAR No-127/2003 | 0 | N.A. | - |  | - |  | - | - |  | 16.11.2021 | 0 | 0.72651 |  | -0.72651 |  |  | -0.72651
2 | Assets rec. from Project Boiler Plant and Equipments | 0 | N.A. | - |  | - |  | - | - |  | 31.03.2022 | 0 | 14.2796 |  | -14.2796 |  |  | -14.2796
3 | Assets rec. from Project & CivilBoiler Plant and Equipments | 0 | N.A. | - |  | - |  | - | - |  | 31.10.2007 | 0 | 0.11889 |  | -0.11889 |  |  | -0.11889
4 | Received from project 2010-11 - mechanical works o f Boiler Plant and Equipments | 0 | N.A. | - |  | - |  | - | - |  | 31.07.2010 | 0 | 0.11889 |  | -0.11889 |  |  | -0.11889
5 | Assets Received from project 2010-11 - Ash handling plant | 0 | N.A. | - |  | - |  | - | - |  | 31.07.2010 | 0 | 0.076351 |  | -0.076351 |  |  | -0.076351
6 | Bolero Jeep MH 19 AE 6941 | 0 | N.A. | - |  | - |  | - | - |  | 31.03.2021 | 0 | 0.04236 |  | -0.04236 |  |  | -0.04236
7 | Land owned under full title | 0 | N.A. | - |  | - |  | - | - |  | 31.03.2020 | 0 | 0.60786 |  | -0.60786 |  |  | -0.60786
8 | Assets rec. from Project & CivilBoiler Plant and Equipments | 0 | N.A. | - |  | - |  | - | - |  | 31.10.2007 | 0 | 2.6343 |  | -2.6343 |  |  | -2.6343
9 | Received from project 2010-11 - mechanical works o f Boiler Plant and Equipments | 0 | N.A. | - |  | - |  | - | - |  | 31.07.2010 | 0 | 2.6343 |  | -2.6343 |  |  | -2.6343
10 | Received from Project 2010-11 - Crane Hoising Equipment | 0 | N.A. | - |  | - |  | - | - |  | 31.07.2010 | 0 | 0.012011 |  | -0.012011 |  |  | -0.012011
11 | Enhancd Land CompnstnLarNo134/2003 Srvy No3Jlalp | 0 | 0 | - |  | - |  | - | - |  | - | 0 | 0.47069 |  | -0.47069 |  |  | -0.47069
12 | Enhancd Land CompnstnLarNo273/2010Sangam Gat24,54, | 0 | 0 | - |  | - |  | - | - |  | - | 0 | 0.32732 |  | -0.32732 |  |  | -0.32732
13 | Enhancd Land CompnstnLarNo273/2010Sangam Gat24,54, | 0 | 0 | - |  | - |  | - | - |  | - | 0 | 0.087899 |  | -0.087899 |  |  | -0.087899
14 | Received from project 2010-11 - mechanical works of Boiler Plant and Equipments | 0 | 0 | - |  | - |  | - | - |  | - | 0 | 6.8808 |  | -6.8808 |  |  | -6.8808
Formulas:
Project Start Date = [MERC Approval Date]

## F4.2
|  |  | MSPGCL: Parli 6-7 | [54 empty] | DPR | Not Initiated
|  |  | MTR Petition Formats - Generation | [54 empty] | Scheme | WIP
| Project Details |  | Form 4.2: Capitalisation Plan | [18 empty] | (Rs. Crore) | [25 empty] | (Rs. Crore) | [9 empty] | IDC | Partially Capitalized
Sr. No. | Project Code | DPR | MERC Approval No. | Date of Submission | MERC Approval Date | Cost as per DPR Crs. | MERC Approved Cost | Debt Equity Ratio | Grant Funding | Approved Start Date | Actual Start Date | Approved Date of Completion | Actual Date of Completion | Benefits in Quantified Terms | Capital Expenditure | [12 empty] | Physical Progress (%) | [12 empty] | Capitalisation | [12 empty] | Old Asset retired against capitalised item (in Rs. Cr) | Remarks | Current Status |  | Non-DPR | Capitalised
[15 empty] | Actual Capex till FY 2018-19 | Actual | Actual | Actual | Actual Capex till FY 2021-22 | Actual | Actual | Revised Projected | Projected | Projected | Projected | Projected | Projected | Actual Progress till FY 2018-19 | Actual | Actual | Actual | Actual Progress till FY 2021-22 | Actual | Actual | Revised Projected | Projected | Projected | Projected | Projected | Projected | Actual Capitalization till FY 2018-19 | Actual | Actual | Actual | Actual Capitalization till FY 2021-22 | Actual | Actual | Projected | Projected | Projected | Projected | Projected | Projected | [5 empty] | Cancelled
[16 empty] | FY 2019-20 | FY 2020-21 | FY 2021-22 |  | FY 2022-23 | FY 2023-24 | FY 2024-25 | FY 2025-26 | FY 2026-27 | FY 2027-28 | FY 2028-29 | FY 2029-30 |  | FY 2019-20 | FY 2020-21 | FY 2021-22 |  | FY 2022-23 | FY 2023-24 | FY 2024-25 | FY 2025-26 | FY 2026-27 | FY 2027-28 | FY 2028-29 | FY 2029-30 |  | FY 2019-20 | FY 2020-21 | FY 2021-22 |  | FY 2022-23 | FY 2023-24 | FY 2024-25 | FY 2025-26 | FY 2026-27 | FY 2027-28 | FY 2028-29 | FY 2029-30 | [5 empty] | To be cancelled
[56 empty] | N.A. |  |  | N.A.
A | DPR Schemes | [54 empty] | N.A. |  |  | To be confirmed
| (i) Submitted to MERC | [54 empty] | N.A.
6 | Arrangement for permanent water supply scheme for Parli TPS from Majalgaon Dam through Majalgaon Lift Irrigation scheme (Loni / Savangi) | DPR | MERC/TECH 1/CAPEX/20122013/00500 | 2013-02-11 | 2013-05-27 | 199.86 | 199.86 | [7 empty] | 142 | 0 | 0 | 0 | 142 | [12 empty] | 0% | [8 empty] | 0 | 0 | 0 | 0 | 0 | [9 empty] | Rs. 142 Cr deposited to WRD against Rs. 199.86 Cr. About 55% Work completed, but the scheme is temporarily stopped by WRD as per MoM of Hon'ble Water Supply Minister, GoM dtd. 22.09.2015 | WIP | 0
9 | Procurement of 250 MW spare HPT Module, IPT Module & LPT Rotor of New Parli TPS | DPR | MERC/TECH 1/CAPEX/20142015/00362 | 2014-02-06 | 2014-05-20 | 22.0591 | 22.0591 |  |  | 2014-05-20 | [8 empty] | 0 | [12 empty] | 0% | [12 empty] | 0 | [10 empty] | N.A. | 0
9.1 | HP Module | Scheme | MERC/TECH 1/CAPEX/20142015/00362 | 2014-02-06 | 2014-05-20 | 22.0591 | 22.0591 |  |  | 2014-05-20 |  |  | 2013-07-21 | 1. Reduction in Generation Loss as the spare module can be readily installed & machine can be made available for generation in a comparatively very short duration. 2. Reduction in down time at site for replacement of the turbine module (From 67 months to about 1 month) 3. Faster availability of units due to availability of spare turbine module as a “common Pool” spare for TPS, Parli & TPS, Paras. 4. Improvement in heat rate Improvement in PLF | 21.53 |  |  |  | 21.53 | [8 empty] | 100% |  |  |  | 100% | [8 empty] | 21.53 |  |  |  | 21.53 | [9 empty] | Material received | Capitalised | #REF!
9.2 | IP Module | Scheme | MERC/TECH 1/CAPEX/20142015/00362 | 2014-02-06 | 2014-05-20 | 21.3598 | 21.3598 |  |  | 2014-05-20 |  |  | 2014-06-15 |  | 20.62 |  |  |  | 20.62 | [8 empty] | 100% |  |  |  | 100% | [8 empty] | 20.62 |  |  |  | 20.62 | [9 empty] | Material received | Capitalised | #REF!
9.3 | LP Rotor | Scheme | MERC/TECH 1/CAPEX/20142015/00362 | 2014-02-06 | 2014-05-20 | 38.7247 | 38.7247 |  |  | 2014-05-20 |  |  | 2010-05-05 |  | 38.72 |  |  |  | 38.72 | [8 empty] | 100% |  |  |  | 100% | [8 empty] | 38.72 |  |  |  | 38.72 | [9 empty] | Material received | Capitalised | #REF!
| IDC | IDC | MERC/TECH 1/CAPEX/20142015/00362 | 2014-02-06 | 2014-05-20 | 0 | 0 |  |  | 2014-05-20 |  |  |  |  | 0 |  |  |  | 0 | [12 empty] | 0% | [12 empty] | 0 | [10 empty] | N.A. | 0
10 | Procurement of 315 MVA Spare GTR for 250 MW sets at New Parli & New Paras TPS | DPR | MERC/TECH 1/CAPEX/20142015/001 | 2014-02-06 | 2014-10-01 | 11.32 | 11.32 |  |  | 2014-10-01 | [8 empty] | 0 | [12 empty] | 0% | [12 empty] | 0 | [10 empty] | N.A. | 0
10.1 | Procurement of 250 MVA Spare GTR | Scheme | MERC/TECH 1/CAPEX/20142015/001 | 2014-02-06 | 2014-10-01 | 11.32 | 11.32 |  |  | 2014-10-01 |  |  | 2014-05-01 | 1.Reduction in down time for replacement 2.Reduction in Generation Loss . | 13.4 |  |  |  | 13.4 | [8 empty] | 100% |  |  |  | 100% | [8 empty] | 13.4 |  |  |  | 13.4 | [9 empty] | Material received | Capitalised | #REF!
13 | Construction of Concrete Roads & Spare Generator Transformer Foundation at Parli TPS | DPR | MERC/CAPEX/20162017/01172 | 2016-11-16 | 2016-12-09 | 16.85 | 16.85 |  |  | 2016-12-09 | [8 empty] | 0 | [12 empty] | 0% | [12 empty] | 0 | [10 empty] | N.A. | 0
13.1 | Construction of concrete road from Gangakhed road to entrance of unit no.6,7 at NPTPS Parli V. | Scheme | MERC/CAPEX/20162017/01172 | 2016-11-16 | 2016-12-09 | 7.02 | 7.02 |  |  | 2016-12-09 |  |  | 31.08.2019/ 12.02.2018 |  | 5.74 | 0.57268 | 0 | 0.54247 | 6.8552 | [8 empty] | 40% | 60% | 100% |  | 200% | [8 empty] | 0 | 6.3127 | 0 | 0.54247 | 6.8552 | [9 empty] | Work completed | Capitalised | #REF!
13.2 | Construction of internal concrete roads within premises of Unit 6 and 7. | Scheme | MERC/CAPEX/20162017/01172 | 2016-11-16 | 2016-12-09 | 7.55 | 7.55 |  |  | 2016-12-09 |  |  | 30.04.2019/ 31.01.2020/ 31.12.2020 |  | 2.19 | 1.16 | 2.6067 | 0.0068764 | 5.9636 | [8 empty] | 40% | 60% | 100% |  | 200% | [8 empty] | 0 | 3.35 | 2.6067 | 0.0068764 | 5.9636 | [9 empty] | Work completed | Capitalised | #REF!
13.3 | Construction of spare generator transformer foundation of Unit No. 6,7 at NPTPS Parli-V & Paras TPS | Scheme | MERC/CAPEX/20162017/01172 | 2016-11-16 | 2016-12-09 | 1.48 | 1.48 |  |  | 2016-12-09 |  |  | 2017-07-26 | Installation of spare GTR will help for improvement in smooth running of plant without loss of generation in case of outage of existing GTR. Repairing down time also reduced | 1.2848 |  |  |  | 1.2848 | [8 empty] | 100% |  |  |  | 100% | [8 empty] | 1.2848 |  |  |  | 1.2848 | [9 empty] | Work completed | Capitalised | #REF!
| IDC | IDC | MERC/CAPEX/20162017/01172 | 2016-11-16 | 2016-12-09 | 0.8 | 0.8 |  |  | 2016-12-09 |  |  |  |  | 0 |  |  |  | 0 | [12 empty] | 0% | [8 empty] | 0 |  |  |  | 0 | [10 empty] | N.A. | 0
14 | Procurement of battery breakers and weigh bridge for Parli Unit 6 & 7 | DPR | MERC/CAPEX/20172018/4711 | 2017-04-06 | 2017-11-16 | 18.85 | 18.28 |  |  | 2017-11-16 | [8 empty] | 0 | [12 empty] | 0% | [12 empty] | 0 | [10 empty] | N.A. | 0
14.1 | Replacement of 220V station batteries, 360V UPS batteries, 24V DCS batteries , 360V UPS AHP batteries at U6 & U7 NPTPS | Scheme | MERC/CAPEX/20172018/4711 | 2017-04-06 | 2017-11-16 | 15.1 | 15.08 |  |  | 2017-11-16 | 2017-04-01 | 2019-11-15 | 26.07.2018/ 01.08.2018 | The old battery set completed its useful life and performance is detoriated. The battery set is important for smooth working of DC drives and various control systems and protection systems.also Portects the important auxiliries for heavy damage in case of AC failure to the unit/sation | 14.17 | 0.30727 |  |  | 14.4773 | [8 empty] | 50% | 100% |  |  | 150% | [8 empty] | 6.91 | 7.5673 |  |  | 14.4773 | 0 | 0 | 0 | 0 | 0 | 0 | 0 | 0 | 2.53 | Material received, Work completed | Capitalised | #REF!
14.2 | Installation of Pit less weighbridge of 100 MT capacity. | Scheme | MERC/CAPEX/20172018/4711 | 2017-04-06 | 2017-11-16 | 0.3 | 0.3 |  |  | 2017-11-16 | 2017-05-08 | 2019-11-15 | 2018-12-14 | For proper weighment of Ash & to Increase Revenue, the above scheme is required | 0.29736 |  |  |  | 0.29736 | [8 empty] | 100% |  |  |  | 100% | [8 empty] | 0.29736 |  |  |  | 0.29736 | 0 | 0 | 0 | 0 | 0 | 0 | 0 | 0 |  | Material received, Work completed | Capitalised | #REF!
14.3 | Procurement of SF 6 Generator Circuit Breaker Type- FKG1X | Scheme | MERC/CAPEX/20172018/4711 | 2017-04-06 | 2017-11-16 | 2.46 | 2.46 |  |  | 2017-11-16 | 2017-11-27 | 2019-11-15 |  | The overall reliability of power plant will increase. GCB availability will increase | 0 | 0 | 0 | 0 | 0 | 0 | 0 | 0 | 2.46 |  |  |  |  | 20% | 20% | 20% | 20% | 80% | 60% | 60% | 60% | [5 empty] | 0 | 0 | 0 | 0 | 0 | 0 | 0 | 0 | 2.46 | 0 | 0 | 0 | 0 |  | PR sent to CPA for approval in Jan 2019, PR approval pending due to RR, All compliance sent to HO | WIP | 0
14.4 | Procurement of spare VCB’s trolleys. | Scheme | MERC/CAPEX/20172018/4711 | 2017-04-06 | 2017-11-16 | 0.92 | 0.31 |  |  | 2017-11-16 | 2017-12-23 | 2019-11-15 | 2021-08-13 | 100% availability of incomer feeders, tie feeders , motor feeders and transformer feeders. The overall reliability of power plant will increase. | 0 | 0 | 0 | 0.50571 | 0.50571 | [8 empty] | 20% | 20% | 80% | 100% | 220% | [8 empty] | 0 | 0 | 0 | 0.50571 | 0.50571 | [9 empty] | Material received, Cost Overrun justification:Parli TPS has initiated the PR for procurement of vacuum circuit breaker from DPR PR NO.1100084196with amount of Rs.38.7848 Lakhs(based on budgetry offer from M/s BHEL Dtd.08.12.2017) M/s BHEL submitted the enquiry, quoting higher price i.e. 42.8568 Lkahs. since the rates are high, it is further requested to M/s BHEL for discount and rate justification , M/s BHEL submitted rate justification with no change in quoted rates. Hence cost overrun occured. | Capitalised | #REF!
| IDC | IDC | MERC/CAPEX/20172018/4711 | 2017-04-06 | 2017-11-16 | 0.07 | 0.13 | [7 empty] | 0 |  |  |  | 0 | [12 empty] | 0% | [8 empty] | 0 |  |  |  | 0 | [10 empty] | N.A. | 0
15 | First raising of ash bund from 426 Mtr. To 432 Mtr. Of Dautpur Ash Bund No. 2 for Unit No. 4, 6, 7 & 8 at Parli TPS. | DPR | MERC/CAPEX/20172018/4703 | 2017-09-14 | 2017-11-16 | 45.5248 | 45.5248 |  |  | 2017-11-16 | [8 empty] | 0 | [12 empty] | 0% | [12 empty] | 0 | [10 empty] | N.A. | 0
15.1 | First raising of ash bund from 426 Mtr. To 432 Mtr. Of Dautpur Ash Bund No. 2 for Unit No. 4, 6, 7 & 8 at Parli TPS. | Scheme | MERC/CAPEX/20172018/4703 | 2017-09-14 | 2017-11-16 | 44.1548 | 44.1548 |  |  | 2017-11-16 | 2017-18 |  | 2019-04-30 | Increase storage capacity of ash bund., minimize air and land pollution and help recovery of water from bund for re utilization. | 17.9 | 10.1671 | 0 | 15.0277 | 43.0947 | [8 empty] | 60% | 100% |  |  | 160% | [8 empty] | 0 | 28.0671 | 0 | 15.0277 | 43.0947 | 0 | 0 | 0 | [6 empty] | Approved cost including additional cost PO No.4370001423 Date: 27/09/2019 | Capitalised | #REF!
| IDC | IDC | MERC/CAPEX/20172018/4703 | 2017-09-14 | 2017-11-16 | 1.37 | 1.37 |  |  | 2017-11-16 |  |  |  |  | 0 |  |  |  | 0 | [12 empty] | 0% | [8 empty] | 0 |  |  |  | 0 | [10 empty] | N.A. | 0
16 | Renovation works of colony at Parli TPS | DPR | MERC/CAPEX/2018-2019/065 | 2018-07-26 | 2019-03-05 | 20.4706 | 13.1481 |  |  | 2019-03-05 | [8 empty] | 0 | [12 empty] | 0% | [12 empty] | 0 | [10 empty] | N.A. | 0
16.1 | Colony Renovation / Garden and relation works | Scheme | MERC/CAPEX/2018-2019/065 | 2018-07-26 | 2019-03-05 | 8.0503 | 8.0503 |  |  | 2019-03-05 | 2018-19 | 2021-04-03 |  | Recreation of colony residents | 0 | 0 | 3.6483 | 1.971 | 5.6193 | 0 | 0 | 0.37057 | [8 empty] | 80% | 80% | 100% | [7 empty] | 0 | 0 | 2.765 | 2.8543 | 5.6193 | 0 | 0 | 0.37057 | [6 empty] | Work completed | Capitalised | #REF!
16.2 | Colony Road work | Scheme | MERC/CAPEX/2018-2019/065 | 2018-07-26 | 2019-03-05 | 2.3051 | 2.3051 |  |  | 2019-03-05 | 2018-19 | 2021-04-03 | 2021-11-30 | Satety of colony residents | 0 | 0 | 0 | 2.0084 | 2.0084 | 0 | 0 | 0 | [5 empty] | 20% | 40% | 80% | 100% | 240% | [8 empty] | 0 | 0 | 0 | 2.0084 | 2.0084 | [9 empty] | Work completed. | Capitalised | #REF!
16.3 | Colony Water supply, Sanitary and drinage line work | Scheme | MERC/CAPEX/2018-2019/065 | 2018-07-26 | 2019-03-05 | 2.7927 | 2.7927 |  |  | 2019-03-05 | 2018-19 | 2021-04-03 | 2021-05-13 | Providing hygenic and healthy enviroment to colony residents | 0 | 0 | 0 | 0.16153 | 0.16153 | 0.0029588 | 0 | 2.35 | [5 empty] | 0% | 20% | 40% | 80% | 140% | 100% | [7 empty] | 0 | 0 | 0 | 0.16153 | 0.16153 | 0.0029588 | 0 | 2.35 | [6 empty] | 90% Work completed | Partially Capitalized | #REF!
16.4 | Mangal Karyalaya and Community Hall work | Scheme | MERC/CAPEX/2018-2019/065 | 2018-07-26 | 2019-03-05 | 3.6041 | 0 | [6 empty] | Scheme canceled | 0 |  |  |  | 0 | [12 empty] | 0% | [8 empty] | 0 | 0 | 0 | 0 | 0 | 0 | [8 empty] | Scheme canceled by MERC | Cancelled | 0
16.5 | Other Civil works | Scheme | MERC/CAPEX/2018-2019/065 | 2018-07-26 | 2019-03-05 | 3.7183 | 0 | [7 empty] | 0 |  |  |  | 0 | [12 empty] | 0% | [8 empty] | 0 |  |  |  | 0 | [9 empty] | Scheme canceled by MERC | Cancelled | 0
17 | Various Civil Schemes at Parli TPS | DPR | MERC/CAPEX/20182019/020 | 2018-07-26 | 2019-01-16 | 13.2628 | 11.9987 |  |  | 2019-01-16 | [8 empty] | 0 | [12 empty] | 0% | [12 empty] | 0 | [10 empty] | N.A. | 0
17.1 | Repair work of Khadka road from Sangam T point TPS compound wall to Khadka pump house by providing and laying GSB and bituminous macadam surface on existing road at TPS Parli V | Scheme | MERC/CAPEX/20182019/020 | 2018-07-26 | 2019-01-16 | 6.1933 | 6.1933 |  |  | 2019-01-16 | 2018-19 | 2021-01-15 | 2021-01-21 | 1)Provide safe & easy access to khadka pump house to the staff who works daily & also to the people whose reside near khadka road. 2)Easy maintenance of water pipe line from Khadka to TPS. 3)Avoid damages to material within the store due to severe weather conditions | 0 | 0.73774 | 3.8707 | 0.67982 | 5.2883 | 0.35765 | [7 empty] | 0% | 40% | 60% | 100% | 200% | [8 empty] | 0 | 0 | 0 | 5.2883 | 5.2883 | 0.35765 | [8 empty] | Work completed | Capitalised | #REF!
17.2 | Replacement of old A.C. / G.I. Sheets by new C.G.I. Sheets at Unit 4 and 5 TPS Parli Vaijnath | Scheme | MERC/CAPEX/20182019/020 | 2018-07-26 | 2019-01-16 | 0.38584 | 0.38584 |  |  | 2019-01-16 | 2018-19 | 2021-01-15 | 2019-12-31 |  | 0 | 0.28061 |  |  | 0.28061 | [8 empty] | 40% | 100% |  |  | 140% | [8 empty] | 0 | 0.28061 |  |  | 0.28061 | [9 empty] | Work completed | Capitalised | #REF!
17.3 | Water supply pipe line from Way bridge to chummery gate at Old Power House premises TPS Parli Vaijnath | Scheme | MERC/CAPEX/20182019/020 | 2018-07-26 | 2019-01-16 | 1.4908 | 1.4908 |  |  | 2019-01-16 | 2018-19 | 2021-01-15 |  |  | 0 | 0 | 0 | 0 | 0 | 0 | 0 | 0 | 1.49 | 0 | 0 | 0 | 0 | 20% | 40% | 40% | 40% | 140% | 40% | 40% | 40% | [5 empty] | 0 | 0 | 0 | 0 | 0 | 0 | 0 | 0 | 1.49 | 0 | 0 | 0 | 0 |  | PO yet not received form Civil-III | WIP | 0
17.4 | Providing and fixing colour coated sheets for roofing and cladding of Major Store godowns (3 Nos.) at NPTPS Parli Vaijnath. | Scheme | MERC/CAPEX/20182019/020 | 2018-07-26 | 2019-01-16 | 0.32053 | 0.32053 |  |  | 2019-01-16 | 2018-19 | 2021-01-15 | 2019-10-10 |  | 0 | 0.23293 | 0 | 0 | 0.23293 | 0 | 0 | [6 empty] | 40% | 100% |  |  | 140% | [8 empty] | 0 | 0.23293 | 0 | 0 | 0.23293 | 0 | 0 | [7 empty] | Work completed | Capitalised | #REF!
17.5 | Development of Major store unloading yard by providing RCC grade slab in unit 6 & 7 premises at NPTPS Parli V. | Scheme | MERC/CAPEX/20182019/020 | 2018-07-26 | 2019-01-16 | 2.7334 | 2.7334 |  |  | 2019-01-16 | 2018-19 | 2021-01-15 |  |  | 0 | 0 | 0 | 0 | 0 | 0 | 0 | 0 | 2.73 | 0 | 0 | 0 | 0 | 20% | 40% | 40% | 40% | 140% | 40% | 40% | 40% | [5 empty] | 0 | 0 | 0 | 0 | 0 | 0 | 0 | 0 | 2.73 | 0 | 0 | 0 | 0 |  | PO yet not received form Civil-III | WIP | 0
17.6 | Work of painting to service building, Main plant building and various Auxillarey buildings of unit No. 6&7 at New Parli Thermal Power Station. | Scheme | MERC/CAPEX/20182019/020 | 2018-07-26 | 2019-01-16 | 0.58999 | 0.58999 |  |  | 2019-01-16 | 2018-19 | 2021-01-15 | 2021-03-31 |  | 0 | 0 | 0.43154 |  | 0.43154 | [8 empty] | 20% | 40% | 100% |  | 160% | [8 empty] | 0 | 0 | 0.43154 |  | 0.43154 | [9 empty] | Work completed | Capitalised | #REF!
17.6 | Construction of RCC cabins at various locations in unit No.6&7 premises at NPTPS Parli - V. | Scheme | MERC/CAPEX/20182019/020 | 2018-07-26 | 2019-01-16 | 0.28481 | 0.28481 |  |  | 2019-01-16 | 2018-19 | 2021-01-15 | 2021-08-20 |  | 0 | 0 | 0 | 0.20461 | 0.20461 | [8 empty] | 20% | 40% | 60% | 100% | 220% | [8 empty] | 0 | 0 | 0 | 0.20461 | 0.20461 | [9 empty] | Work completed | Capitalised | #REF!
| IDC | IDC | MERC/CAPEX/20182019/020 | 2018-07-26 | 2019-01-16 | 1.2641 | 0 | [7 empty] | 0 |  |  |  | 0 | [12 empty] | 0% | [8 empty] | 0 |  |  |  | 0 | [10 empty] | N.A. | 0
18 | Procurement & replacement of complete set of Economizer and LTSH upper & lower coils of Unit No. 6 & 7 at Parli TPS | DPR | MERC/CAPEX/2019-2020/419 | 2019-01-18 | 2019-07-26 | 22.72 | 22.72 |  |  | 2019-07-26 | [8 empty] | 0 | [12 empty] | 0% | [12 empty] | 0 | [10 empty] | N.A. | 0
18.1 | Procurement & replacement of complete set of economizer upper & lower bank coils of Unit No. 6 | Scheme | MERC/CAPEX/2019-2020/419 | 2019-01-18 | 2019-07-26 | 10.6 | 10.6 |  |  | 2019-07-26 | 2019-01-04 | 2022-07-25 |  | 1)Reduction in boiler tube leakage. 2)Reduction in gereration loss 3)Reduction in maintenance cost. 4)Improvement in heat absorption by newly installed coils resulting in boiler efficiency. 5)Improvement in heat rate, plant load factor & overall efficiency 6)To improve overall realability of plant. | 0 | 0 | 0 | 8.7955 | 8.7955 | 0 | 0 | 3.7095 | [5 empty] | 0% | 20% | 40% | 80% | 140% | 80% | 80% | 100% | [5 empty] | 0 | 0 | 0 | 0 | 0 | 0 | 0 | 12.5051 | [6 empty] | Work completed in AOH of aU#6 (Aug-24) Cost Overrun justification: Parli NPTPS has placed the PO for Replacement of Economizer Bank in unit 7 (P0 No.4385000742) with amount of Rs.1.4680 Crs. & Replacement of LTSH Bank in unit 7 (P0 No.4385000743) with amount of Rs.2.2416 Crs. (including tax). As per MERC In principle clearance, approved budget for replacement of complete set of Economizer & LTSH is Rs.2.36 Crs.(including tax) for single unit. PO placed for Replacement of Economizer Bank & LTSH in Unit 07 is Rs. 3.7096 Crs.(including tax) which is based on lowest Budgetary offer from M/s Rishu Kichu Indus.PVT.LTD. & Last PO No.4385000634 & 4385000635. While approved estimate was based on budgetary offer received from M/s Sunil hi-tech Engineers limited dtd.07.09.2017 at time of DPR preparation. Over the period of five years, the estimated rates seems to be reasonable. | Capitalised | #REF!
18.2 | Procurement & replacement of complete set of LTSH upper & lower bank coils for Parli TPS unit-7 | Scheme | MERC/CAPEX/2019-2020/419 | 2019-01-18 | 2019-07-26 | 10.6 | 10.6 |  |  | 2019-07-26 | 2019-01-04 | 2022-07-25 |  |  | 0 | 0 | 0 | 8.7955 | 8.7955 | 3.53 | 0 | 0 | [5 empty] | 0% | 20% | 40% | 80% | 140% | 100% | [7 empty] | 0 | 0 | 0 | 0 | 0 | 12.3284 | 0 | 0 | [6 empty] | 1. PO No. 4370002567 : Material received 2. PO No. 4370002563: Material received. Replacement work completed. Cost Overrun justification: Parli NPTPS has placed the PO for Replacement of Economizer Bank in unit 7 (P0 No.4385000634) with amount of Rs.1.4114 Crs. & Replacement of LTSH Bank in unit 7 (P0 No.4385000635) with amount of Rs.2.135 Crs. (including tax). As per MERC In principle clearance, approved budget for replacement of complete set of Economizer & LTSH is Rs.2.36 Crs.(including tax) for single unit. PO placed for Replacement of Economizer Bank & LTSH in Unit 07 is Rs. 3.5465 Crs.(including tax) which is based on lowest Budgetary offer from M/s Rishu Kichu Indus.PVT.LTD. & Last PO No.455013782 Dtd.25.03.2022. While approved estimate was based on budgetary offer received from M/s Sunil hi-tech Engineers limited dtd.07.09.2017 at time of DPR preparation. Over the period of five years, the estimated rates seems to be reasonable. | Capitalised | #REF!
| IDC | IDC | MERC/CAPEX/2019-2020/419 | 2019-01-18 | 2019-07-26 | 1.52 | 1.52 |  |  | 2019-07-26 |  |  |  |  | 0 |  |  |  | 0 | 0.81067 | [11 empty] | 0% | [8 empty] | 0 |  |  |  | 0 | 0.81066 |  | 1.82 | [6 empty] | IDC amount upto March-24 | Capitalised | 0
19 | Schemes related to enhance the performance of Coal Handling Plant (2 x 250 MW) at Parli TPS | DPR | MERC/CAPEX/2019-2020/451 | 2019-03-29 | 2019-07-30 | 10.72 | 10.72 |  |  | 2019-07-30 | [8 empty] | 0 | [12 empty] | 0% | [12 empty] | 0 | [10 empty] | N.A. | 0
19.1 | Procurement of 02 Nos. of BD155 Bulldozers for Parli TPS | Scheme | MERC/CAPEX/2019-2020/451 | 2019-03-29 | 2019-07-30 | 3.93 | 3.93 |  |  | 2019-07-30 | 2019-06-17 | 2021-07-29 | 2020-08-10 | 1)Burning of stacked coal is avoided. 2)Proper formation of coal heaps for stacking. 3)Dozing of coal for bunkering through link conveyor in emergency. | 0 | 0 | 4.3293 |  | 4.3293 | [8 empty] | 0% | 20% | 100% |  | 120% | [8 empty] | 0 | 0 | 4.3293 |  | 4.3293 | [9 empty] | Material received in FY 2020-21 Cost Overrun justification: The P.O. 4370002535 is placed on dtd. 14.08.2020, Nationwide Lockdown due to Covid -19, the received tares against P.O. are seems higher due to increase in input cost material, Manufacture of fabrication and labour cost. The basis of estimation of DPR is as per PO No. KTPS/4370000746 dated 27.05.2016. Considering the escalation in cost of raw material, the rates received are seems to be justified and reasonable. | Capitalised | #REF!
19.2 | Procurement of 02 Nos. of Locomotives(800 HP) for Parli TPS | Scheme | MERC/CAPEX/2019-2020/451 | 2019-03-29 | 2019-07-30 | 6.25 | 6.25 |  |  | 2019-07-30 | 2019-06-17 | 2021-07-29 | 14.12.2021/ 24.01.2022 | 1.Availability of coal handling plant will be improved. 2.Proper coal blending / mixing will be achieved, also the uninterrupted coal flow / bunkering will be maintenance in case of no rake outages and hence savings oil consumption and improvement in generation. 3.Reduction in demurrage charges on account of excessive detention of coal Rakes 4Maximize the utilization and availability of the CHP. Reduction in overall maintenance cost. | 0 | 0 | 0 | 6.4416 | 6.4416 | [8 empty] | 0% | 20% | 40% | 100% | 160% | [8 empty] | 0 | 0 | 0 | 6.4416 | 6.4416 | [9 empty] | Material received in FY 2021-22 Cost Overrun justification: As per GOI, Ministry of Finance (Dept. of Revenue) Notification No. 8/2021-Central Tax (Rate) dtd. 30th Sept 2021- GST rates enhanced from 12% to 18%. | Capitalised | #REF!
| IDC | IDC | MERC/CAPEX/2019-2020/451 | 2019-03-29 | 2019-07-30 | 0.54 | 0.54 | [7 empty] | 0 |  |  |  | 0 | [12 empty] | 0% | [8 empty] | 0 |  |  |  | 0 | [10 empty] | N.A. | 0
20 | Procurement of Energy Efficient Cartridges of boiler Feed Pumps at Unit # 6 & 7, Girth Gear, Pinion for BBD-4772 Coal Mills & Procurement, Installation, Commissioning of Variable Frequency Drive for Gravimetric Coal Feeders (2X250MW) at Parli TPS | DPR | MERC/CAPEX/2019-2020/476, MERC/CAPEX/2019-2020/858 | 2019-03-29 | 01-08-2019, 10-10-2019 | 26.55 | 21.26 |  |  | 01-08-2019, 10-10-2019 | [8 empty] | 0 | [12 empty] | 0% | [12 empty] | 0 | [10 empty] | N.A. | 0
20.1 | Procurement & replacement of complete BFP Cartridge for advance class pump model FK-3B-40. | Scheme | MERC/CAPEX/2019-2020/476, MERC/CAPEX/2019-2020/858 | 2019-03-29 | 01-08-2019, 10-10-2019 | 14.39 | 14.39 |  |  | 01-08-2019, 10-10-2019 | 2019-04-12 | 2021-01-30 | 06.11.2020/ 06.11.2020 | 1. Unit No. U#6 - BFP 6A,U#7- BFP7A (Total 02 Nos) of BFP Cartridges are replaced. For BFP 6A: Current is reduced upto 64 Amp. APC is reduced upto 636 kwh. Total annual saving is Rs.1.95 Crs. For BFP 7A: Current is reduced upto 51 Amp. APC is reduced upto 507 kwh. Total annual saving is Rs.1.55 Crs. 2.Increase in BFP loading capacity. 3.Increase in pump efficiency. 4.Increase in availability of BFP. | 0 | 0 | 14.1187 |  | 14.1187 | [8 empty] | 0% | 40% | 100% |  | 140% | [8 empty] | 0 | 0 | 14.1187 |  | 14.1187 | [9 empty] | Material received in FY 2020-21 | Capitalised | #REF!
20.2 | Procurement of girth gear pinion for BBD-4772 coal mill at Parli TPS & Work Cost for replacement of girth gear, pinion shaft bearing. |  |  | 2019-03-29 | Not Approved | 4.62 | 0 |  |  | Not Approved | Not approved |  |  | 1.Availability of coal mill. 2.No generation loss due to coal mill non availability. 3.Regular preventive maintenance of all three mill of unit. Reduce oil consumption. |  |  |  |  | 0 | [12 empty] | 0% | [12 empty] | 0 | [9 empty] | Scheme canceled by MERC | Cancelled | 0
20.3 | Procurement of VFD up-grade kit for replacement of existing Eddy current clutch drive system. | Scheme | MERC/CAPEX/2019-2020/476, MERC/CAPEX/2019-2020/858 | 2019-03-29 | 01-08-2019, 10-10-2019 | 5.94 | 5.94 |  |  | 01-08-2019, 10-10-2019 | 2019-04-15 | 2021-09-04 | 20.01.2023 | 1. After VFD installation work, Total 622 Units saving per day for U#6&7.Previously, Current was 11 A for each feeder but after VFD installation, Current is reduced to 6 Amp. Coal Feeder Dynodrive is removed hence Electrical maintenance problems are reduced by 50% which in turn reduced man handling hours. 2.Increase in coal feeder motor efficiency. 3.Improve stability of plant. 4.Increase in availability of Coal feeder. 5.Availability and reliability of unit increase. | 0 | 0 | 0 | 5.9323 | 5.9323 |  | 0 | 0 | [5 empty] | 0% | 20% | 40% | 80% | 140% | 100% | [7 empty] | 0 | 0 | 0 | 0 | 0 | 5.9323 | 0 | [7 empty] | Material received | Capitalised | #REF!
20.4 | Supervision of Installation, erection and commissioning for DT-9 & VFD Upgrade system inclusive of travel charges Boarding and lodging. | Scheme | MERC/CAPEX/2019-2020/476, MERC/CAPEX/2019-2020/858 | 2019-03-29 | 01-08-2019, 10-10-2019 | 0.29 | 0.29 |  |  | 01-08-2019, 10-10-2019 | 2019-04-15 | 2021-09-04 | 20.01.2023 |  | 0 | 0 | 0 | 0 | 0 | 0.2832 | 0 | 0 | [5 empty] | 0% | 20% | 40% | 80% | 140% | 100% | [7 empty] | 0 | 0 | 0 | 0 | 0 | 0.2832 | 0 | [7 empty] | Work completed | Capitalised | #REF!
| IDC | IDC | MERC/CAPEX/2019-2020/476, MERC/CAPEX/2019-2020/858 | 2019-03-29 | 01-08-2019, 10-10-2019 | 1.31 | 0.64 | [7 empty] | 0 |  |  |  | 0 | 0.51658 | [11 empty] | 0% | [8 empty] | 0 |  |  |  | 0 | 0.51658 | [9 empty] | N.A. | 0
21 | HMI up-gradation of DCS U-6 & U-7 and Procurement of Assemblies for Reducer Gear box SZN-630 & SBN-630 for BBD-4772 (2 x 250 MW) coal mills at Parli TPS | DPR | MERC/CAPEX/2019-2020/854 | 2019-06-13 | 2019-10-10 | 13.49 | 13.2 |  |  | 2019-10-10 | [8 empty] | 0 | [12 empty] | 0% | [12 empty] | 0 | [10 empty] | N.A. | 0
21.1 | Up gradation of MaxDNA DCS system (HMI Up gradation). | Scheme | MERC/CAPEX/2019-2020/854 | 2019-06-13 | 2019-10-10 | 10.49 | 10.49 |  |  | 2019-10-10 | 2019-12-06 | 2021-09-04 | _ | 1. Emergency due to sudden shutdown/hanging of operating workstations & engineering workstations has reduced due to hardware upgradation of DCS system which in turn has empowered the plant operators and engineers with better control on critical data. 2. Generation loss has been minimized as unnecessary trappings has been avoided due to HMI upgradation. 3. Catastrophic failure of system has minimized, which has increased the plant availability. 4. Advance version of software like report generation, event logger Historian has come with newly upgraded system has greater flexibility for plant optimization. This is helping to represent the plant parameters in proper formats to calculate efficiency & for other critical decision making. 5. Speed of operation/controlling has increased as HMI software is user-friendly. Also, DPU uploading & storian backup activities has become faster due to advance options available than older version. 6. New system is more stable than old one for bug removal. | 0 | 0 | 0 | 0 | 0 | 9.06 | 0 | 0 | 0 | 0 | 0 | 0 | 0 | 0% | 20% | 20% | 40% | 80% | 60% | 80% | 100% | [5 empty] | 0 | 0 | 0 | 0 | 0 | 4.7251 | 0 | 4.7251 | 0 | 0 | 0 | 0 | 0 |  | Unit 07 upgradation work completed & for U#6 WORK completed in AOH of Unit 06( Aug-24) | Capitalised | #REF!
| IDC | [17 empty] | 0 | 0.2009 | [11 empty] | 0% | [12 empty] | 0 | 0.2009 |  | 0.52766 | [6 empty] | IDC amount upto March-24
21.2 | Procurement of Spares for Reducer Gear box SZN-630 for BBD-4772 Coal mills of 250MW at Unit 6 | Scheme | MERC/CAPEX/2019-2020/854 | 2019-06-13 | 2019-10-10 | 1.01 | 1.01 |  |  | 2019-10-10 | 2019-06-18 | 2020-09-10 | 24.09.2022 | 1.Availability of coal mill. 2.No generation loss due to coal mill non availability. 3.Regular preventive maintenance of all three mill of unit. 4.Reduce oil consumption. | 0 | 0 | 0 | 0 | 0 | 1.0442 | 0 | 0 | [5 empty] | 0% | 20% | 40% | 40% | 100% | 100% | [7 empty] | 0 | 0 | 0 | 0 | 0 | 1.0442 | 0 | 0 | [6 empty] | Unit 06 gear box: PO No.4385000216: PO placed material received | Capitalised | #REF!
21.3 | Procurement of Spares for Reducer Gear box SBN-630 for BBD-4772 Coal mills of 250MW at Unit 7 | Scheme | MERC/CAPEX/2019-2020/854 | 2019-06-13 | 2019-10-10 | 1.7 | 1.7 |  |  | 2019-10-10 | 2019-06-18 | 2020-09-10 | 20.08.2022 |  | 0 | 0 | 0 | 0 | 0 | 1.6232 | 0 | 0 | [5 empty] | 0% | 20% | 20% | 40% | 80% | 100% | [7 empty] | 0 | 0 | 0 | 0 | 0 | 1.6232 | 0 | 0 | [6 empty] | Unit 07 Gear box PO.NO.4385000526: PO placed 30/03/22 material received, scheme capitalized | Capitalised | #REF!
| IDC | IDC | MERC/CAPEX/2019-2020/854 | 2019-06-13 | 2019-10-10 | 0.29 | 0 |  |  | 2019-10-10 | [8 empty] | 0 | 0 | [11 empty] | 0% | [12 empty] | 0 | 0 | [10 empty] | 0
22 | Flue Gas Desulphurization (FGD) System at Unit 6 & 7 Parli TPS | DPR | MERC/CAPEX/2021-2022/0284 | 2021-04-19 | 2022-06-27 | 145.0169 | 145.0169 |  |  | 2022-06-27 | [8 empty] | 0 | [12 empty] | 0% | [12 empty] | 0 | [10 empty] | N.A. | 0
22.1 | Flue Gas Desulphurization (FGD) System at Unit 6 & 7 Parli TPS | Scheme | MERC/CAPEX/2021-2022/0284 | 2021-04-19 | 2022-06-27 | 138.44 | 138.44 |  |  | 2022-06-27 | HO P & P |  |  | Government of India has been taking necessary action to control environmental pollution from various sources including thermal power plants through regulations framed by the CPCB. Norms for control of emissions from thermal power plants were first notified by Ministry of Environment, recommends an action plan for phased implementation of FGD in all coal based TPPs across the country. |  |  |  |  | 0 | 0 | 18.25 | 136.6051 | 0 | 0 | 0 | 0 | [5 empty] | 0% |  |  | 100% | [9 empty] | 0 | 0 | 0 | 114.3 | 48.98 | [5 empty] | Scheme initiated by P&P HO, | WIP | #REF!
| IDC | IDC | MERC/CAPEX/2021-2022/0284 | 2021-04-19 | 2022-06-27 | 6.5769 | 6.5769 |  |  | 2022-06-27 | [8 empty] | 0 |  | 0.57 | 6.58 | [9 empty] | 0% | [12 empty] | 0 | [10 empty] | N.A. | 0
HO DPR-5 | Procurement of energy efficient HT motors at Bhusawal TPS, Koradi TPS, Chandrapur TPS, khaperkheda TPS, Parli TPS & Paras TPS as insurance spares | DPR | MERC/TECH 1/CAPEX/20142015/01218 | 2014-10-01 | 2014-11-25 | 3.05 | 3.05 |  |  | 2014-11-25 | [8 empty] | 0 | [12 empty] | 0% | [12 empty] | 0 | [10 empty] | N.A. | 0
HO DPR-5a | Parli: Procurement of HT Motors (CHP-I Phase and CEP/CW/ACW-II Phase)for NPTPS U-6&7 | Scheme | MERC/TECH 1/CAPEX/20142015/01218 | 2014-10-01 | 2014-11-25 | 3.05 | 3.05 |  |  | 2014-11-25 |  |  | 27.08.2020/ 07.09.2021/ 22.10.2021 | To ensure availability of critical auxiliaries & reduction in down time of auxillaries | 0 | 0 | 0.26589 | 1.144 | 1.4099 | 0 | 0 | 0 | [5 empty] | 20% | 40% | 80% | 100% | 240% | 100% | [7 empty] | 0 | 0 | 0.26589 | 0.41005 | 0.67594 | 0.73396 | 0 | 0 | [6 empty] | PO Placed . 1) CEP, ACW, Conveyor & CW motor received. | Capitalised | #REF!
HO DPR-6 | Supply, Installation, Commissioning and Operation & Maintenance Services of Continuous Ambient Air Quality Monitoring Stations (CAAQMS) at various TPS | DPR | MERC/CAPEX/20162017/00423 | 2016-02-03 | 2016-08-03 | 1.3258 | 1.3258 |  |  | 2016-08-03 | [8 empty] | 0 | [12 empty] | 0% | [12 empty] | 0 | [10 empty] | N.A. | 0
HO DPR-6a | NEW PARLI (U-6 & 7) | Scheme | MERC/CAPEX/20162017/00423 | 2016-02-03 | 2016-08-03 | 1.3258 | 1.3258 |  |  | 2016-08-03 |  |  | 2020-02-07 |  | 0 | 0.9384 | 0 | 0 | 0.9384 | 0.002875 | 0 | 0 | [5 empty] | 20% | 40% | 80% | 100% | 240% | [8 empty] | 0 | 0.9384 | 0 | 0 | 0.9384 | 0.002875 | 0 | 0 | [6 empty] | Material received, work completed. | Capitalised | #REF!
| IDC | [17 empty] | 0 | 0.039604 | [11 empty] | 0% | [12 empty] | 0 | 0.039604 | [9 empty] | Capitalised
HO DPR 7 | Installation of Real Time Online Coal-Ash Analyzer at various TPS | DPR | MERC/CAPEX/20162017/00774 | 2016-08-26 | 2016-09-30 | 7.0966 | 7.0966 |  |  | 2016-09-30 | [8 empty] | 0 | [12 empty] | 0% | [12 empty] | 0 |  | 0 | [8 empty] | N.A. | 0
HO DPR 7a | NEW PARLI (U-6 & 7) | Scheme | MERC/CAPEX/20162017/00774 | 2016-08-26 | 2016-09-30 | 7.0966 | 7.0966 |  |  | 2016-09-30 | HO |  |  |  | 0 | 0 | 0 | 0 | 0 | 0 | 0 | 0 | [9 empty] | 0% |  |  | 100% | [9 empty] | 0 | 0 | 0 | 0 | [6 empty] | Scheme initiated by HO, | WIP | 0
HO DPR 8 | Replacement of Fire Tenders at Various Power Stations of Mahagenco | DPR | MERC/CAPEX/20172018/4653 | 2017-04-19 | 2017-11-13 | 3.97 | 3.97 |  |  | 2017-11-13 | [8 empty] | 0 | [12 empty] | 0% | [12 empty] | 0 | 0 | 0 | 0 | [7 empty] | Capitalised | 0
HO DPR 8.1 | Advance Multipurpose Fire Tender for Parli 6-7 | Scheme | MERC/CAPEX/20172018/4653 | 2017-04-19 | 2017-11-13 | 2.72 | 2.72 |  |  | 2017-11-13 |  |  | 2021-09-09 | As per safety norms | 0 | 0 | 0 | 1.7765 | 1.7765 | 0 | 0 | 0 | [5 empty] | 40% | 80% | 80% | 100% | 300% | [8 empty] | 0 | 0 | 0 | 1.7765 | 1.7765 | 0 | 0 | 0 | [6 empty] | Material received. | Capitalised | #REF!
HO DPR 8.2 | Normal Multipurpose Fire Tender Parli 6-7 | Scheme | MERC/CAPEX/20172018/4653 | 2017-04-19 | 2017-11-13 | 1.25 | 1.25 |  |  | 2017-11-13 |  |  |  |  | 0 | 0 | 0 | 0 | 0 | 0 | [7 empty] | 20% | 20% | 40% | 80% | 160% | [8 empty] | 0 | 0 | 0 | 0 | 0 | 0 | [9 empty] | N.A. | 0
| IDC | IDC | MERC/CAPEX/20172018/4653 | 2017-04-19 | 2017-11-13 |  |  |  |  | 2017-11-13 |  |  |  |  | 0 |  |  |  | 0 | [12 empty] | 0% | [8 empty] | 0 |  |  |  | 0 | [10 empty] | N.A. | 0
HO DPR 10 | Implementation of IB recommendations- Civil works at various TPS of Mahagenco | DPR | MERC/CAPEX/20172018/0177 | 2018-01-12 | 2018-02-06 | 2.36 | 2.36 |  |  | 2018-02-06 | [8 empty] | 0 | [12 empty] | 0% | [12 empty] | 0 | [10 empty] | N.A. | 0
HO DPR 10a | NEW PARLI (U-6 & 7) | Scheme | MERC/CAPEX/20172018/0177 | 2018-01-12 | 2018-02-06 | 2.36 | 2.36 |  |  | 2018-02-06 |  |  | 31.08.2019/ 04.07.2020/ 15.10.2020 | IB recommendations | 0 | 0.28422 | 1.3007 | 0 | 1.585 | 0 | 0 | 0 | 1 |  |  |  |  | 40% | 40% | 60% | 80% | 220% | 80% | 80% | 100% | [5 empty] | 0 | 0.28422 | 1.3007 | 0 | 1.585 | 0 | 0 | 0 | 1 | [5 empty] | 4370001579/4370001580 | Partially Capitalized | #REF!
HO DPR 15 | Procurement & Replacement of Complete Sets of Air Pre-heater Baskets at Nashik, Parli & Chandrapur TPS of Mahagenco | DPR | MERC/CAPEX/2019-2020/643 | 2019-01-19 | 2019-08-26 | 2.12 | 2.12 |  |  | 2019-08-26 | [8 empty] | 0 | [12 empty] | 0% | [12 empty] | 0 | [10 empty] | N.A. | 0
HO DPR 15a | Procurement and Replacement of Complete sets of assembly of baskets for air preheater of type tri-sector APH 27 VI(T) 74” in NTPS unit no. 4 & 5 (210MW). (2 Sets Per Unit) | Scheme | MERC/CAPEX/2019-2020/643 | 2019-01-19 | 2019-08-26 | 2.12 | 2.12 |  |  | 2019-08-26 | 2019-05-01 | 2021-08-25 | 2021-12-31 | 1.Improvement in flue gas temperature & pressure. 2. Reduction in flue gas outlet temperature by appro. 10^o C will lead to improvement in boiler efficiency by optimizing fuel combustion in boiler and thereby improving heat rate by 6-10 kcal/kwh | 0 | 0 | 2.1631 | 0.29492 | 2.458 | [8 empty] | 20% | 40% | 80% | 100% | 240% | [8 empty] | 0 | 0 | 0 | 2.458 | 2.458 | [9 empty] | Material received, Work completed Cost Overrun justification:It is to inform that CPA has placed PO Np.4370002306 dated 27/12/2019 for procurement of APH Baskets in capex budget for Parli TPS. The Procurement was approved vide BR No.2018/2843 circulated vide MSPGCL/CS/BM/186/186.9 dated 24/12/2018. MERC approval was received vide letter no. MERC/Capex/2019-20/643 dated 26/08/2019. The PO was placed after almost one year from the date of DPR approval as such rise in procurement cost is due to rise in electricity charges, Fuel cost i.e. transportation charges, labour charges etc. Taking into consideration the date of approval of DPR, the rise in overhead charges over a period from April-2018 i.e. estimation of DPR cost to the placement of PO is as given below. (Source- Office of the Economic Advisor, GoI and Labour Bureau, GoI). From the above, it can be seen that the rise in procurement cost is mainly due to rise in electricity charges, Fuel cost i.e. transportation charges, labour charges etc. The whole price index as well as labour index are enclosed herewith for reference. | Capitalised | #REF!
HO DPR 16 | Construction of new Administrative Building for Mahagenco at Vidyut Bhawan, Katol Road, Nagpur | DPR | MERC/CAPEX/2021-2022/MSPGCL/063 | 2018-08-31 | 2022-02-12 | 113.91 | 57 | [11 empty] | 0 | [12 empty] | 0% | [12 empty] | 0
HO DPR 16.1 | Construction of new Administrative Building for Mahagenco at Vidyut Bhawan, Katol Road, Nagpur | Scheme | MERC/CAPEX/2021-2022/MSPGCL/063 | 2018-08-31 | 2022-02-12 | 108.48 | 54.24 | [11 empty] | 0 | [12 empty] | 0% | [12 empty] | 0
| IDC | IDC | MERC/CAPEX/2021-2022/MSPGCL/063 | 2018-08-31 | 2022-02-12 | 5.43 | 2.76 | [11 empty] | 0 | [12 empty] | 0% | [12 empty] | 0
HO DPR 17 | Centralized Monitoring Solution | DPR | MERC/CAPEX/MSPGCL/2023-24/0576 | 2023-03-28 | 2023-11-02 | 69.309 | 69.309 | [11 empty] | 0 | [12 empty] | 0% | [12 empty] | 0
HO DPR 17.1 | Centralized Monitoring Solution | Scheme | MERC/CAPEX/MSPGCL/2023-24/0576 | 2023-03-28 | 2023-11-02 | 66.009 | 66.009 | [11 empty] | 0 |  |  | 4.46 | [9 empty] | 0% |  |  | 30% | [9 empty] | 0 |  |  | 4.46 | [6 empty] | HO initiated DPR, | WIP
| IDC | IDC | MERC/CAPEX/MSPGCL/2023-24/0576 | 2023-03-28 | 2023-11-02 | 3.3 | 3.3 | [11 empty] | 0 | [12 empty] | 0% | [12 empty] | 0
23 | Coal Handling Plant Environment Improvement Schemes at U-6&7 CHP (2X250MW) Parli TPS | DPR | Yet to be approve | 2024-01-31 |  | 27.6 | [12 empty] | 0 | [12 empty] | 0% | [12 empty] | 0
23.1 | Scheme-1: Design, Engineering, Manufacturing, Supply, Installation and Commissioning of Dedusting System ( Dust Extraction System) for Crusher House and Bunker House at Unit -6 & 7 at CHP Parli TPS. | Scheme | Yet to be approve | 2024-01-31 |  | 12.96 | [7 empty] | 1. Reduction in dust emission at crusher house will create healthy working environment for operation & maintenance of CHP auxiliaries. 2. Reduction in dust emission at Bunker House which will keep healthy working environment for coal bunkering. 3. Reduction in fugitive dust emission. 4. Reduction in coal loss. 5. It will prevent the dust ingress in various parts of auxiliaries like bearings, gearbox etc. Hence reducing the breakdown and thereby system outage. 6. Improvement in availability of Coal Handling Plant . 7. Minimum air pollution by reduction in dust emission and better Ambiance Improvement. 8. It will help to maintain dust emission as per MPCB Norms |  |  |  |  | 0 |  | 0 | 12.96 | 0 | 0 | 0 | 0 | 0 |  |  |  |  | 0% |  |  | 100% | [9 empty] | 0 |  |  | 12.96 | 0 | 0 | 0 | 0 | 0 |  | MERC In-principle clearance received on dtd.07.08.2024. PR No. 1100156243/1100156248 sent to HO for approval on dtd.07.05.2024. Tender at scrutiny at HO | WIP
23.2 | Scheme-2: Supply, Installation, Erection & Commissioning of medium velocity water spray dust suppression system at CHP U-6/7 coal yard Crusher house & Link Conveyor at Parli TPS. | Scheme | Yet to be approve | 2024-01-31 |  | 3.52 | [7 empty] | 1. Reduction in dust emission at coal stack yard and will create healthy working environment for operation & maintenance of CHP auxiliaries. 2. Reduction in fugitive dust emission. 3. Reduction in coal loss. 4. It will prevent the dust ingress in various parts of auxiliaries like bearings, gearbox etc. Hence reducing the breakdown and thereby system outage of Stacker Reclaimer. 5. Minimum air pollution by reduction in dust emission and better Ambiance Improvement. 6. It will help to maintain dust emission as per MPCB Norms 7. Better management of Coal stack yard. |  |  |  |  | 0 |  |  | 3.52 | 0 | 0 | 0 | 0 | 0 |  |  |  |  | 0% |  |  | 100% | [9 empty] | 0 |  |  | 3.52 | 0 | 0 | 0 | 0 | 0 |  | Board resolution received on dtd.18.12.2023. MERC In-principle clearance received on dtd.07.08.2024. PR no. 1100156669 sent to HO for approval on dtd.25.07.2024. | WIP
23.3 | Scheme-3: Supply, Installation, Commissioning of Fire Hydrant & Spray line above ground around stacker yard and crusher house, wagon tippler through conveyor belt with DV & DV Shed at CHP U-6/7. | Scheme | Yet to be approve | 2024-01-31 |  | 3.54 | [7 empty] | 1. Water wastages should be avoided due to frequent leakages of under ground fire fighting lines. 2. Reduction in dust smoke emission due to coal fire at coal stack yard and will create healthy working environment for operation & maintenance of CHP auxiliaries. 3. Adequate fire fighting line pressure will be maintained. 24 X 7 hours availability of fire fighting lines. 4. Ease of maintenance by replacement of under ground lines with above ground lines. 5. Better management of Coal stack yard. 6. Better house keeping at Coal stack yard. 7. It will prevent rusting of various structures due to continoues leakages of under ground lines. |  |  |  |  | 0 |  |  | 3.54 | 0 | 0 | 0 | 0 | 0 |  |  |  |  | 0% |  |  | 100% | [9 empty] | 0 |  |  | 3.54 | 0 | 0 | 0 | 0 | 0 |  | Board resolution received on dtd.18.12.2023. MERC In-principle clearance received on dtd.07.08.2024. PR No.1100156670 sent to HO for approval on dtd.25.07.2024. Data gaps sen to HO 09.09.24 | WIP
23.4 | Scheme-4: Design, Manufacturing, Supply, Erection and Commissioning of DRY FOG Dust Suppression system at Wagon Tippler, Conveyor Belt Transfer point at U-6/7 CHP Parli TPS. | Scheme | Yet to be approve | 2024-01-31 |  | 7 | [7 empty] | 1. Reduction in dust emission at wagon tippler, crusher house, various conveyor points and bunker house and will create healthy working environment for operation & maintenance of CHP auxiliaries. 2. Reduction in fugitive dust emission. 3. Reduction in coal loss. 4. It will prevent the dust ingress in various parts of auxiliaries like bearings, gearbox etc. Hence reducing the breakdown and thereby system outage of Stacker Reclaimer. 5. Minimum air pollution by reduction in dust emission and better Ambiance Improvement. 6. It will help to maintain dust emission as per MPCB Norms |  |  |  |  | 0 |  |  | 7 | 0 | 0 | 0 | 0 | 0 |  |  |  |  | 0% |  |  | 100% | [9 empty] | 0 |  |  | 7 | 0 | 0 | 0 | 0 | 0 |  | Board resolution received on dtd.18.12.2023. MERC In-principle clearance received on dtd.07.08.2024. Prno.1100155653 sent to HO for approval 20/09 | WIP
| IDC | IDC | Yet to be approve | 2024-01-31 |  | 0.58 | [12 empty] | 0 | [12 empty] | 0% | [12 empty] | 0
24 | Coal Mill Performance Improvement Schemes at U-6 & 7 (2 x 250 MW) Parli TPS | DPR | Yet to be approve | 2024-04-14 |  | 44.12 | [12 empty] | 0 | [12 empty] | 0% | [12 empty] | 0
24.1 | Scheme-1: Procurement And Replacement Of Internals For Reducer Gear Box Szn-630 & Sbn-630 for Bbd-4772 Coal Mills Of 250mw At Unit 6,7 Parli | Scheme | Yet to be approve | 2024-04-14 |  | 6.5 | [7 empty] | 1. Availability of coal mill. 2. No generation loss due to coal mill non availability. 3. Regular preventive maintenance of all three mill of unit. 4. Reduce oil consumption. |  |  |  |  | 0 | 0 | 0 | 0 | 6.5 | 0 | 0 | 0 | 0 |  |  |  |  | 0% |  |  | 60% | [9 empty] | 0 | 0 | 0 | 0 | 6.5 | 0 | 0 | 0 | 0 |  | Board resolution received on dtd.27.02.2024. MERC denied the in-priciple Approval. PR No. 1100157262 & 1100157263 is in process. | WIP
24.2 | Scheme-2: Supply, Replacement, Erection And Installation Of Foundation Deck Springs Assembly (Vibration Isolation System) For Bbd-4772 Coal Mill Of For 250mw Unit-6&7 At Parli Tps.. | Scheme | Yet to be approve | 2024-04-14 |  | 4.01 | [7 empty] | 1. Reduction in generation loss on account of coal mill 2. Reduction in Auxiliary down time. 3. Availability & Reliability of coal mill get Increased. 4. Reduction in oil consumption |  |  |  |  | 0 | 0 | 0 | 0 | 4.01 | 0 | 0 | 0 | 0 |  |  |  |  | 0% |  |  | 60% | [9 empty] | 0 | 0 | 0 | 0 | 4.01 | 0 | 0 | 0 | 0 |  | Board resolution received on dtd.27.02.2024. MERC denied the in-priciple Approval. PR No.1100157280 is in process. | WIP
24.3 | Scheme-3: Procurement And Installation of Girth Gear And Pinion Of Coal Mill Bbd-4772 For Unit-6,7 At Parli TPS. | Scheme | Yet to be approve | 2024-04-14 |  | 14.24 | [7 empty] | 1. Availability of coal mill. 2. No generation loss due to coal mill non availability. 3. Regular preventive maintenance of all three mill of unit. 4. Reduce oil consumption. |  |  |  |  | 0 | 0 | 0 | 0 | 14.24 | 0 | 0 | 0 | 0 |  |  |  |  | 0% |  |  | 60% | [9 empty] | 0 | 0 | 0 | 0 | 14.24 | 0 | 0 | 0 | 0 |  | Board resolution received on dtd.27.02.2024. MERC denied the in-priciple Approval. PR initiation is in process. | WIP
24.4 | Scheme-4: Procurement And Installation of Drive Shaft Assembly Of Coal Mill BBD-4772 For Unit-6 ,7 At Parli TPS. | Scheme | Yet to be approve | 2024-04-14 |  | 9.18 | [7 empty] | 1. Reduction in generation loss on account of coal mill 2. Increase in Coal mill loadability 3. Reduction in Auxiliary down time. 4. Availability & Reliability of coal mill get Increased. 5. Reduction in oil consumption |  |  |  |  | 0 | 0 | 0 | 0 | 9.18 | 0 | 0 | 0 | 0 |  |  |  |  | 0% |  |  | 60% | [9 empty] | 0 | 0 | 0 | 0 | 9.18 | 0 | 0 | 0 | 0 |  | Board resolution received on dtd.27.02.2024. MERC denied the in-priciple Approval. PR no.1100157282 is in process. | WIP
24.5 | Scheme-5: Procurement And Replacement of Bearing Shell Liner For Bbd-4772 Coal Mills Of 250mw At Unit 6,7 Parli TPS. | Scheme | Yet to be approve | 2024-04-14 |  | 8.19 | [7 empty] | 1. Reduction in generation loss on account of Coal mill 2.Reduction in Auxiliary down time. 3.Availability & Reliability of Coal mill get Increased. 4. Reduction in oil consumption |  |  |  |  | 0 | 0 | 0 | 0 | 8.19 | 0 | 0 | 0 | 0 |  |  |  |  | 0% |  |  | 60% | [9 empty] | 0 | 0 | 0 | 0 | 8.19 | 0 | 0 | 0 | 0 |  | Board resolution received on dtd.27.02.2024. MERC denied the in-priciple Approval. PR 1100157264 is in process. | WIP
| IDC |  | Yet to be approve | 2024-04-14 |  | 2 | [12 empty] | 0 | 0 | 0 | 0 | 2 | 0 | 0 | 0 | 0 |  |  |  |  | 0% | [12 empty] | 0 |  |  |  | 2
25 | Administrative building | DPR | Yet to be approved | [15 empty] | 0 | [12 empty] | 0% | [12 empty] | 0 | 0 | 0 | 0 | [6 empty] | DPR at MERC for approval |  | 0 | 0 | 0 | 0 | 0 | 0 |  | DPR at MERC for approval
25.1 | Administrative building | Scheme | Yet to be approved |  |  | 20 | [8 empty] | 0 | 0 | 0 | 0 | 0 | 0 | 0 | 0 | 0 | 0 | 0 | 25 |  | 0 | 0 | 0 | 25 | 2500% |  |  | 20% | [9 empty] | 0 | [5 empty] | 25 |  |  |  | Board resolution received DPR sent to MERC for approval, MERC APPROVAL AWAITED | N.A. | [6 empty] | 25 | Board resolution received DPR sent to MERC for approval, MERC APPROVAL AWAITED | N.A.
26 | DPR on Refurbishment of spare HPT module (Common pool item) at TM U#6,7 Parli TPS, Upgradation of Air Temperature Controlling system & Supply, Installation and commissioning of unit-6 air compressor & Upgradation of existing chiller AC plant for PCR,Service Building,VFD area at NPTPS Parli -V at TPS Parli -V | DPR | Yet to be approved |  |  | 41.5938 | [12 empty] | 0 | [12 empty] | 0% | [12 empty] | 0 | [9 empty] | 1. DPR sent to HO for administrative approval on dtd.25/03/22, Board approval received. DPR sent to MERC for in-priciple approval | WIP
26.1 | Refurbishment of spare HPT module (Common pool item) at TM U#6,7 Parli TPS | Scheme | Yet to be approved |  |  | 9.17 | [7 empty] | 1. Improvement in TG Cycle Heat-rate and Improved HP Turbine efficiency. 2. Force outages will be reduced | 0 | 0 | 0 | 0 | 0 | 0 | 0 | 0.9 | 8.31 | 0 | 0 | 0 | 0 |  |  |  |  | 0% |  |  | 40% | 100% |  |  |  |  | 0 | 0 | 0 | 0 | 0 | 0 | 0 | 0 | 9.21 | 0 | 0 | 0 | 0 |  | 1. Board approval received. DPR sent to MERC for in-priciple approval PR initiated and sent to HO for approval 29/10/24 | WIP
26.2 | Design, Erection, Testing & Commissioning of Energy Efficient Air Washer (cooling) System at Unit 6&7 NPTPS, Parli-V. | Scheme | Yet to be approved |  |  | 14.61 | [7 empty] | 1. Reduction in overall maintenance cost. 2. Enhance performance of Air Washer (cooling) Plant. 3.Energy efficient system. 4. Temperature is controlled & maintained at 27 deg in all required area. 5. Life of compressor components will improve. 6. Quality & Accuracy of SWAS Lab Samples will improve. 7. Improve Condensate Polishing Unit plant availability. 8. Temperature & Ambience of Battery Room will improve. 9. Reduction in breakdown of HT Motors 10. Reduction in maintenance cost 11. Maximum plant availability 12. Less power consumption. 13. Unnecessary tripping due rise in temperature at ESP LT room will decrease. | 0 | 0 | 0 | 0 | 0 | 0 | 0 | 0 | 14.61 | 0 | 0 | 0 | 0 |  |  |  |  | 0% |  |  | 20% | 100% |  |  |  |  | 0 | 0 | 0 | 0 | 0 | 0 | 0 | 0 | 14.61 | 0 | 0 | 0 | 0 |  | 1. Board approval received. DPR sent to MERC for in-priciple approval PR initiated and sent to HO for approval 04/11/24 | WIP
26.3 | Upgradation of reciprocating compressor into screw compressor at U#6 | Scheme | Yet to be approved |  |  | 9.2026 | [7 empty] | 1. Required air flow/pressure will be maintained at rated power consumption. 2. Outage time of compressor after unforeseen failure will be reduced. 3. Tripping of unit due to unavailability of standby compressor may be avoided, which avoids generation loss and financial loss. | 0 | 0 | 0 | 0 | 0 | 0 | 0 | 0 | 9.21 | 0 | 0 | 0 | 0 |  |  |  |  | 0% |  |  | 20% | 100% |  |  |  |  | 0 | 0 | 0 | 0 | 0 | 0 | 0 | 0 | 9.21 | 0 | 0 | 0 | 0 |  | 1. Board approval received. DPR sent to MERC for in-priciple approval PR initiated and sent to HO for approval 13/11/24 | WIP
26.4 | Upgradation of existing chiller AC plant for PCR,Service Building,VFD area at NPTPS Parli -V | Scheme | Yet to be approved |  |  | 8.6112 | [7 empty] | 1. New chiller unit fitted with screw compressor will reduce power consumption. 2. This Chiller unit are supplied with ECO-Friendly refrigerant gas R134a. 3. Existing Air Handling unit will be replaced by new Energy efficient air handling units. 4. New chiller unit will reduce operational and maintenance cost. 5. New chiller unit will improve performance. 6. Availability of chiller unit will increase. 7. Improved availability of chiller units will help in avoiding emergency situation and unit tripping and hence generation and financial losses. | 0 | 0 | 0 | 0 | 0 | 0 | 0 | 0 | 8.62 | 0 | 0 | 0 | 0 |  |  |  |  | 0% |  |  | 20% | 100% |  |  |  |  | 0 | 0 | 0 | 0 | 0 | 0 | 0 | 0 | 8.62 | 0 | 0 | 0 | 0 |  | 1. Board approval received. DPR sent to MERC for in-priciple approval PR initiated | WIP
| IDC |  |  |  |  | 1.41 | [12 empty] | 0 |  |  |  | 1.41 | [8 empty] | 0% | [12 empty] | 0 |  |  |  | 1.41 | [6 empty] | N.A.
Covid Related Work | U#6,7 Medical02 Oxygen Gr&Cyl Ozonization Plant501 | Scheme | N.A. | [11 empty] | 0 | 0 | 0 | 3.8414 | 3.8414 | 0 | [7 empty] | 0% | 0% | 0% | 80% | 80% | 100% | [7 empty] | 0 | 0 | 0 | 3.8414 | 3.8414 | [10 empty] | Capitalised | 17.11.2021
[19 empty] | 0 | [12 empty] | 0% | [12 empty] | 0
B | Asset received from Project of 6-7 | [17 empty] | 0 | [12 empty] | 0% | [12 empty] | 0 | [10 empty] | Capitalised |  |  | 16.11.2021
1 | Enhanced Land Compensation LAR No-127/2003 |  | N.A. | [9 empty] | 16.11.2021 |  |  | 0 | 0 | 0.72651 | 0.72651 | [12 empty] | 0% | [8 empty] | 0 | 0 | 0 | 0.72651 | 0.72651 | 0 | 0 | 0 | [7 empty] | Capitalised |  |  | 31.03.2022
2 | Assets rec. from Project Boiler Plant and Equipments |  | N.A. | [9 empty] | 31.03.2022 |  |  | 0 | 0 | 14.2796 | 14.2796 | [12 empty] | 0% | [8 empty] | 0 | 0 | 0 | 14.2796 | 14.2796 | 0 | 0 | 0 | [7 empty] | Capitalised |  |  | 31.10.2007
3 | Assets rec. from Project & CivilBoiler Plant and Equipments |  | N.A. | [9 empty] | 31.10.2007 |  |  | 0 | 0.11889 | 0 | 0.11889 | [12 empty] | 0% | [8 empty] | 0 | 0 | 0.11889 | 0 | 0.11889 | 0 | 0 | [8 empty] | Capitalised |  |  | 31.07.2010
4 | Received from project 2010-11 - mechanical works o f Boiler Plant and Equipments |  | N.A. | [9 empty] | 31.07.2010 |  |  | 0 | 0.11889 | 0 | 0.11889 | [12 empty] | 0% | [8 empty] | 0 | 0 | 0.11889 | 0 | 0.11889 | 0 | 0 | [8 empty] | Capitalised |  |  | 31.07.2010
5 | Assets Received from project 2010-11 - Ash handling plant |  | N.A. | [9 empty] | 31.07.2010 |  |  | 0 | 0.076351 | 0 | 0.076351 | [12 empty] | 0% | [8 empty] | 0 | 0 | 0.076351 | 0 | 0.076351 | 0 | 0 | 0 | [7 empty] | Capitalised |  |  | 31.03.2021
6 | Bolero Jeep MH 19 AE 6941 |  | N.A. | [9 empty] | 31.03.2021 |  |  | 0 | 0.04236 | 0 | 0.04236 | [12 empty] | 0% | [8 empty] | 0 | 0 | 0.04236 | 0 | 0.04236 | 0 | 0 | 0 | [7 empty] | Capitalised |  |  | 31.03.2020
7 | Land owned under full title |  | N.A. | [9 empty] | 31.03.2020 |  |  | 0.60786 | 0 | 0 | 0.60786 | [12 empty] | 0% | [8 empty] | 0 | 0.60786 | 0 | 0 | 0.60786 | 0 | 0 | 0 | [7 empty] | Capitalised |  |  | 31.10.2007
8 | Assets rec. from Project & CivilBoiler Plant and Equipments |  | N.A. | [9 empty] | 31.10.2007 |  |  | 2.6343 | 0 | 0 | 2.6343 | [12 empty] | 0% | [8 empty] | 0 | 2.6343 | 0 | 0 | 2.6343 | 0 | 0 | [8 empty] | Capitalised |  |  | 31.07.2010
9 | Received from project 2010-11 - mechanical works o f Boiler Plant and Equipments |  | N.A. | [9 empty] | 31.07.2010 |  |  | 2.6343 | 0 | 0 | 2.6343 | [12 empty] | 0% | [8 empty] | 0 | 2.6343 | 0 | 0 | 2.6343 | 0 | 0 | [8 empty] | Capitalised |  |  | 31.07.2010
10 | Received from Project 2010-11 - Crane Hoising Equipment |  | N.A. | [9 empty] | 31.07.2010 |  |  | 0.012011 | 0 | 0 | 0.012011 | [12 empty] | 0% | [8 empty] | 0 | 0.012011 | 0 | 0 | 0.012011 | 0 | 0 | 0 | [7 empty] | Capitalised
11 | Enhancd Land CompnstnLarNo134/2003 Srvy No3Jlalp | [17 empty] | 0 |  | 0.47069 | [10 empty] | 0% | [12 empty] | 0 |  | 0.47069 | [8 empty] | Capitalised |  | 110100135 | 03.07.1979
12 | Enhancd Land CompnstnLarNo273/2010Sangam Gat24,54, | [17 empty] | 0 |  | 0.32732 | [10 empty] | 0% | [12 empty] | 0 |  | 0.32732 | [8 empty] | Capitalised |  | 110100136 | 19.12.2003
13 | Enhancd Land CompnstnLarNo273/2010Sangam Gat24,54, | [17 empty] | 0 |  | 0.087899 | [10 empty] | 0% | [12 empty] | 0 |  | 0.087899 | [8 empty] | Capitalised |  | 110100137 | 19.12.2003
14 | Received from project 2010-11 - mechanical works of Boiler Plant and Equipments | [17 empty] | 0 |  | 6.8808 | [10 empty] | 0% | [12 empty] | 0 |  | 6.8808 | [8 empty] | Capitalised
15 | Compnsn payment agst land acquired | [17 empty] | 0 |  |  | 1.1658 | [9 empty] | 0% | [12 empty] | 0 |  |  | 1.1658 | [7 empty] | Capitalised
C | Yet to be submitted to MERC | [17 empty] | 0 | [12 empty] | 0% | [12 empty] | 0
2 | Upgradation of PCAL to PADO upgradation Charger, UPS & upgradation of fast bus transfer scheme, Installation, Erection and Commissioning of Mill Fire Detection System at U#6,7, HT motors procurement & PLC upgradation. | DPR | Yet to be approved | [15 empty] | 0 | [12 empty] | 0% | [12 empty] | 0 | [9 empty] | As per MERC regulation tariff wise DPR sen to HO 21.07.2024, Data gaps received 29/08/24; | Sent to HO for BR
2.1 | Supply, Erection & Commissioning of 24 V,4500 AH Battery Charger at Unit 6&7,220 V,2500 AH Battery Charger at U-6&7, And110 V,400 AH Battery Charger at Khadka, Naikota Pump House, Parli Vaijnath. | Scheme | Yet to be approved |  |  | 6.73 |  |  |  | - |  |  |  | 1. System improvement and reliability of critical 220V DC & 24V DC supply schemes. 2. Drastic reduction in Battery maintenance. 3. Comprehensive Battery System monitoring. 4. Prolonged Battery life and improved performance. | 0 | 0 | 0 | 0 | 0 | 0 | 0 | 0 | 6.73 | 0 | 0 | 0 | 0 |  |  |  |  | 0% |  |  | 20% | 100% |  |  |  |  | 0 | 0 | 0 | 0 | 0 | 0 | 0 | 0 | 6.73 | 0 | 0 | 0 | 0 |  | As per MERC regulation tariff wise DPR sen to HO 21.07.2024, Data gaps received 29/08/24; | Sent to HO for BR
2.2 | Supply, Erection & Commissioning of 80 KVA UPS at U-6&7, Parli Vaijnath. | Scheme | Yet to be approved |  |  | 1.7851 |  |  |  | - |  |  |  | 1. Improvement in Operational Performance. 2. Improvement in Process Performance. 3. Improvement in System reliability. | 0 | 0 | 0 | 0 | 0 | 0 | 0 | 0 | 1.7851 | 0 | 0 | 0 | 0 |  |  |  |  | 0% |  |  | 20% | 100% |  |  |  |  | 0 | 0 | 0 | 0 | 0 | 0 | 0 | 0 | 1.7851 | 0 | 0 | 0 | 0 |  | As per MERC regulation tariff wise DPR sen to HO 21.07.2024, Data gaps received 29/08/24; | Sent to HO for BR
2.3 | Up-gradation of BTS system at Unit 6 & 7 , Parli-Vaijnath. | Scheme | Yet to be approved |  |  | 5.3761 |  |  |  | - |  |  |  | 1. Improvement in Operational Performance. 2. Improvement in Process Performance. 3. Improvement in System reliability. 4. Improvement in monitoring of continuous Breaker Trip & Close circuits. 5. The system has standard communication Protocol. 6. The system has advanced Software tools for virtual testing, transfer event upload & SOE facility. | 0 | 0 | 0 | 0 | 0 | 0 | 0 | 0 | 5.3761 | 0 | 0 | 0 | 0 |  |  |  |  | 0% |  |  | 20% | 100% |  |  |  |  | 0 | 0 | 0 | 0 | 0 | 0 | 0 | 0 | 5.3761 | 0 | 0 | 0 | 0 |  | As per MERC regulation tariff wise DPR sen to HO 21.07.2024, Data gaps received 29/08/24; | Sent to HO for BR
2.4 | Supply Installation, erection, and commissioning of Mill fire detection system at U# 6,7 NPTPS, Parli- V | Scheme | Yet to be approved |  |  | 2.9377 |  |  |  | - |  |  |  | 1. Empower the plant operators, chemist engineers with critical data for better control. 2. Reduce repair and maintenance cost by avoiding secondary damages. 3. Increased reliability and stability of process. 4. Procurement of the system will reduce the rate of occurrence of explosion. | 0 | 0 | 0 | 0 | 0 | 0 | 0 | 0 | 2.9378 | 0 | 0 | 0 | 0 |  |  |  |  | 0% |  |  | 20% | 100% |  |  |  |  | 0 | 0 | 0 | 0 | 0 | 0 | 0 | 0 | 2.9378 | 0 | 0 | 0 | 0 |  | As per MERC regulation tariff wise DPR sen to HO 21.07.2024, Data gaps received 29/08/24; | Sent to HO for BR
2.5 | Upgradation of Existing PCal System with Plant Performance Analysis Diagnostic and Optimization System (PADO) at Unit - 6,7 New Parli TPS, Parli-V. | Scheme | Yet to be approved |  |  | 2.7534 |  |  |  | - |  |  |  | Replacing PCAL with PADO -Performance, analysis diagnostics& optimization(PADO)IS SUCH AN ONLINE computer sytem which models the power plant by means of balance as well as simulation procedures to a systematic improvement of the plant economy. | 0 | 0 | 0 | 0 | 0 | 0 | 0 | 0 | 2.7534 | 0 | 0 | 0 | 0 |  |  |  |  | 0% |  |  | 20% | 100% |  |  |  |  | 0 | 0 | 0 | 0 | 0 | 0 | 0 | 0 | 2.7534 | 0 | 0 | 0 | 0 |  | As per MERC regulation tariff wise DPR sen to HO 21.07.2024, Data gaps received 29/08/24; | Sent to HO for BR
2.6 | Upgradation of expired and vulnerable SCADA, Operating System, and Hardware to improve life and communication system of DM Plant and Condenser Polishing Plant Unit 6&7 250 MW at NPTPS Parli V". | Scheme | Yet to be approved |  |  | 4.58 |  |  |  | - |  |  |  | 1. This new system will be more stable than the existing one for bug removal. 2. The possibilities of catastrophic failures are minimum. 3. Microsoft will support for operating system for maximum life cycle. 4. Emergency can be avoided by smooth operation of operating stations by upgradation. 5. Report generation and event logger will come in new format as software’s of upgraded PLC system is newly designed, this will help to represent the plant parameters in proper format to calculate efficiency. | 0 | 0 | 0 | 0 | 0 | 0 | 0 | 0 | 4.58 | 0 | 0 | 0 | 0 |  |  |  |  | 0% |  |  | 20% | 100% |  |  |  |  | 0 | 0 | 0 | 0 | 0 | 0 | 0 | 0 | 4.58 | 0 | 0 | 0 | 0 |  | As per MERC regulation tariff wise DPR sen to HO 21.07.2024, Data gaps received 29/08/24; | Sent to HO for BR
2.7 | Procurement of Energy efficient HT motors at U#6,7, TPS Parli-V | Scheme | Yet to be approved |  |  | 19.4028 | [7 empty] | 1.The existing motors have completed fair service life and have been repaired / rewound several times during this period. The motors are in dilapidated condition with increased internal losses, mechanical deterioration etc. Replacement of such motors will definitely result in to reduced failures and ready availability of spare motors for replacement.  The availability of spare motors will enable periodical overhaul of motors irrespective of unit overhauls as the spare motors can be kept overhauled and replaced even in short outage of units.  For example, in case of failure of any HT motor of 250 MW unit, the common pool motor is to be brought from other power station which involved transportation. Thus, for restoration of normalcy considerable period is required. If such motor is readily available, the work involved would only be removal and replacement of failed motor. Early restoration of normalcy will add to generation as the unit is brought on bars earlier than what used to be without spare motor.  Reduced failures will reduce the yearly expenditure on maintenance and rewinding.  The present-day motors are of energy efficient construction.  Increased efficiency will result in reduced loading on the old cables and help avoid cable failures/replacements.  Reduced noise level and vibrations around the running motor.  Considerable generation loss on account of failure of Coal mill HT motors will be avoided.  There is considerable saving in auxiliary consumption due to energy efficient HT Motor. | 0 | 0 | 0 | 0 | 0 | 0 | 0 | 0 | 19.4028 | 0 | 0 | 0 | 0 |  |  |  |  | 0% | [8 empty] | 0 | 0 | 0 | 0 | 0 | 0 | 0 | 0 | 19.4028 | 0 | 0 | 0 | 0 |  | As per MERC regulation tariff wise DPR sen to HO 21.07.2024, Data gaps received 29/08/24; | Sent to HO for BR
| IDC | [17 empty] | 0 |  |  |  | 0.8 | [8 empty] | 0% | [8 empty] | 0 | 0 | 0 | 0 | 0 | 0 | 0 | 0 | 0.8 | 0 | 0 | 0 | 0
3 | DPR on Supply, Installation, and commissioning of complete Governing rack assembly at Unit -06 & 07 TPS Parli-V & Procurement of LPT inner-inner casing at Unit 07 TPS Parli-V. | DPR | Yet to be approved | [15 empty] | 0 | [12 empty] | 0% | [12 empty] | 0 | [9 empty] | DPR sent to HO for administrative approval on dtd.20.10.2024 | DPR under preparation
3.1 | Supply, Installation and Commissioning of complete governing rack assembly at Unit-06 TPS ,PARLI-V | Scheme | Yet to be approved |  |  | 23.4231 | [7 empty] | 1. Exact load-frequency droop with high sensitivity. 2. Avoids over speeding of turbine during load throw offs. 3. Adjustment of droop in fine steps, even during on-load operation. 4. Reduces time required for rolling and synchronizing. 5. Reduction in operational and maintenance cost. 6. Fine, smooth, Accurate and safe control of turbine. 7. Improved availability of all turbine controllers to improve generation. 8. Replacement of the old governing rack with new one will provide improved turbine control. 9. Less maintenance resulting in reduced inventory of spares. 10. Improved availability of unit will help in avoiding emergency situation and unit tripping and hence generation and financial losses. 11. Improved PLF. 12. Force outages will be reduced. | 0 | 0 | 0 | 0 | 0 | 0 | 0 | 0 | 23.4231 | [8 empty] | 0% |  |  |  | 100% |  |  |  |  | 0 | 0 | 0 | 0 | 0 | 0 | 0 | 0 | 23.4231 | 0 | 0 | 0 | 0 |  |  | DPR under preparation
3.2 | Procurement of LPT inner-inner casing at Unit- 7 TPS, Parli-V | Scheme | Yet to be approved |  |  | 15.57 | [7 empty] | 1. Exact load-frequency droop with high sensitivity. 2. Avoids over speeding of turbine during load throw offs. 3. Adjustment of droop in fine steps, even during on-load operation. 4. Reduces time required for rolling and synchronizing. 5. Reduction in operational and maintenance cost. 6. Fine, smooth, Accurate and safe control of turbine. 7. Improved availability of all turbine controllers to improve generation. 8. The replacement of the old governing rack with new one will provide improved turbine control. 9. Less maintenance resulting in reduced inventory of spares. 10. Improved availability of unit will help in avoiding emergency situation and unit tripping and hence generation and financial losses. 11. Improved PLF.  Force outages will be reduced. | 0 | 0 | 0 | 0 | 0 | 0 | 0 | 0 | 15.57 | [8 empty] | 0% |  |  |  | 100% |  |  |  |  | 0 | 0 | 0 | 0 | 0 | 0 | 0 | 0 | 15.57 | 0 | 0 | 0 | 0 |  | DPR sent to HO for administrative approval on dtd.20.10.2024 | DPR under preparation
| IDC |  | Yet to be approved | [11 empty] | 0 | 0 | 0 | 0 | 0 | 0 | 0 | 0 | [9 empty] | 0% | [12 empty] | 0
4 | DPR on Procurement of BFP pumps, BFP booster pumps at Unit 6,7 Parli Vaijnath. Refurbishment of existing M/s Jindal make H2 gas Dryer, Refurbishment of existing M/s Donaldson make Instrument Air Dryer at Unit#6 Parli TPS & Repair and refurbishment of flowmore make ACW pump v.t model 24h/2 stage drawing no. csd/96502082k5(A)& HSC booster pump model fig 5821 size 350 x 300 drawing no. csd/96502082k5(b) at unit#6,7. | DPR | Yet to be approved | [15 empty] | 0 | [12 empty] | 0% | [12 empty] | 0 | [9 empty] | DPR under preparation | DPR under preparation
4.1 | Procurement of Energy Efficient Cartridges of Boiler Feed Pumps at Unit #6&7 Parli TPS and BFP booster pumps at Unit 6,7 Parli Vaijnath. | Scheme | Yet to be approved |  |  | 15 | [7 empty] | 1. Reduction in down time. 2. Increase in pump efficiency. 3. Reduction in auxiliary consumption. 4. Increase in availability of BFP. 5. Increase in BFP loading capacity. | 0 | 0 | 0 | 0 | 0 | 0 | 0 | 0 | 0 | 15 | 0 | 0 | 0 |  |  |  |  | 0% |  |  |  |  | 100% |  |  |  | 0 | 0 | 0 | 0 | 0 | 0 | 0 | 0 | 0 | 15 | 0 | 0 | 0 |  | DPR sent to HO for administrative approval on dtd.20.10.2024 | DPR under preparation
4.2 | Refurbishment of existing M/s Jindal make H2 gas Dryer at Unit #6&7 Parli TPS | Scheme | Yet to be approved |  |  | 3.51 | [7 empty] | 1. A refurbished H2 Dryer will reduce operational and maintenance costs. 2. Refurbishment of H2 Dryer will improve performance. 3. The availability of H2 Dryers will increase. 4. Life of Dryer components will improve. 5. Improved availability of H2 Dryers will help in avoiding emergency situations by increasing moisture in H2 and unit tripping and hence generation and financial losses. 6. Maximum plant availability. | 0 | 0 | 0 | 0 | 0 | 0 | 0 | 0 | 0 | 3.51 | 0 | 0 | 0 |  |  |  |  | 0% |  |  |  |  | 100% |  |  |  | 0 | 0 | 0 | 0 | 0 | 0 | 0 | 0 | 0 | 3.51 | 0 | 0 | 0 |  | DPR under preparation | DPR under preparation
4.3 | Refurbishment of existing M/s Donaldson make Instrument Air Dryer at Unit#6 Parli TPS | Scheme | Yet to be approved |  |  | 4.59 | [7 empty] | 1. Replacement of New Dryer will reduce operational and maintenance cost. 2. Replacement of the old Dryer with new one will reduce auxiliary power consumption. 3. The availability of dryers will increase. 4. Improved availability of air dryers will help in avoiding emergency situation and unit tripping and thereby reduce generation and financial losses. 5. Less maintenance resulting in reduced inventory of spares. 6. Material consumption required due to damage caused by moisture to pneumatic systems will be reduced. 7. Malfunction of pneumatic systems will save tripping of units. | 0 | 0 | 0 | 0 | 0 | 0 | 0 | 0 | 0 | 4.59 | 0 | 0 | 0 |  |  |  |  | 0% |  |  |  |  | 100% |  |  |  | 0 | 0 | 0 | 0 | 0 | 0 | 0 | 0 | 0 | 4.59 | 0 | 0 | 0 |  | DPR under preparation | DPR under preparation
4.4 | Repair and refurbishment of flowmore make ACW pump v.t model 24h/2 stage drawing no. csd/96502082k5(A)& HSC booster pump model fig 5821 size 350 x 300 drawing no. csd/96502082k5(b) at unit#6,7. | Scheme | Yet to be approved |  |  | 3.89 | [7 empty] | 1. Refurbished ACW and HSC booster pump will reduce operational and maintenance cost. 2. Refurbishment of ACW and HSC booster pump will improve performance. 3. The availability of pumps will increase. 4. Reduction in auxiliary consumption. 5. Improved availability of ACW and HSC booster pump will help in avoiding emergency situation and unit tripping and hence generation and financial losses. | 0 | 0 | 0 | 0 | 0 | 0 | 0 | 0 | 0 | 3.89 | 0 | 0 | 0 |  |  |  |  | 0% |  |  |  |  | 100% |  |  |  | 0 | 0 | 0 | 0 | 0 | 0 | 0 | 0 | 0 | 3.89 | 0 | 0 | 0 |  | DPR under preparation | DPR under preparation
| IDC |  | Yet to be approved | [11 empty] | 0 | 0 | 0 | 0 | 0 | 0 | 0 | 0 | 0 | [8 empty] | 0% | [12 empty] | 0
5 | Bolier Improvement schemes at U#6,7 Parli TPS | DPR | Yet to be approved | [15 empty] | 0 | [12 empty] | 0% | [12 empty] | 0
5.1 | Procurment & replacement of Four complete set of APH basket ay U#6 & 7 |  | Yet to be approved |  |  | 10 | [7 empty] | 1.Improvement in flue gas temperature & pressure. 2. Reduction in flue gas outlet temperature by appro. 10^o C will lead to improvement in boiler efficiency by optimizing fuel combustion in boiler and thereby improving heat rate by 6-10 kcal/kwh |  |  |  |  | 0 |  |  |  | 5 | 5 | [7 empty] | 0% |  |  |  | 50% | 100% | [7 empty] | 0 |  |  |  | 5 | 5 | [5 empty] | DPR under preparation
5.2 | PROCUREMENT & REPLACEMENT OF COAL COMPARATMENT ASSEMBLIES FOR 250 MW UNIT-6 & 7 AT PARLI TPS | Scheme | Yet to be approved |  |  | 2.55 | [7 empty] | 1. Better combustion due to healthy burner arrangement. 2. Net effect on unit heat rate will be improvement of 5.0 Kcal/kwh. 3. Availability and Reliability of unit will be increased. 4. Reduction in generation loss and fuel consumption. 5. Improvement in boiler efficiency. 6. Reduction in BTL due to coal particle erosion. | 0 | 0 | 0 | 0 | 0 | 0 | 0 | 0 | 1.25 | 1.3 | [7 empty] | 0% |  |  |  | 50% | 100% |  |  |  | 0 | 0 | 0 | 0 | 0 | 0 | 0 | 0 | 1.25 | 1.3 | 0 | 0 | 0 |  | DPR under preparation | DPR under preparation
5.3 | Procurement & replacement of complete set of Reheater coils for U- 6 & 7 | Scheme | Yet to be approved |  |  | 22.5 | [8 empty] | 0 | 0 | 0 | 0 | 0 | 0 | 0 | 0 | 11 | 11.5 | [7 empty] | 0% |  |  |  | 50% | 100% |  |  |  | 0 | 0 | 0 | 0 | 0 | 0 | 0 | 0 | 11 | 11.5 | 0 | 0 | 0 |  | DPR under preparation | DPR under preparation
5.4 | Procurement & replacement of complete set of Platen SH coil for U- 6 & 7 | Scheme | Yet to be approved |  |  | 25.5 | [8 empty] | 0 | 0 | 0 | 0 | 0 | 0 | 0 | 0 | 12.5 | 13 | [7 empty] | 0% |  |  |  | 50% | 100% |  |  |  | 0 | 0 | 0 | 0 | 0 | 0 | 0 | 0 | 12.5 | 13 | 0 | 0 | 0 |  | DPR under preparation | DPR under preparation
5.5 | Procurement & replacement of shell liner for U-6&7 | Scheme | Yet to be approved |  |  | 3.5 | [8 empty] | 0 | 0 | 0 | 0 | 0 | 0 | 0 | 0 | 1.1 | 2.4 | [7 empty] | 0% |  |  |  | 50% | 100% |  |  |  | 0 | 0 | 0 | 0 | 0 | 0 | 0 | 0 | 1.1 | 2.4 | 0 | 0 | 0 |  | DPR under preparation | DPR under preparation
5.6 | Procurement & replacement of FD fan assembly with blade set at U#6,7 | Scheme | Yet to be approved |  |  | 8 | [8 empty] | 0 | 0 | 0 | 0 | 0 | 0 | 0 | 0 |  | 8 | [7 empty] | 0% |  |  |  |  | 100% |  |  |  | 0 | 0 | 0 | 0 | 0 | 0 | 0 | 0 |  | 8 | 0 | 0 | 0 |  | DPR under preparation | DPR under preparation
| IDC |  | Yet to be approved | [11 empty] | 0 | 0 | 0 | 0 | 0 | 0 | 0 | 0 | 0 | [8 empty] | 0% | [12 empty] | 0 | [5 empty] | 0 | 0 | 0
6 | Bolier plant performance Improvement schemes at U#6,7 Parli TPS | DPR | Yet to be approved | [15 empty] | 0 | [12 empty] | 0% | [12 empty] | 0
6.1 | PROCUREMENT & REPLACEMENT OF COAL COMPARATMENT ASSEMBLIES FOR 250 MW UNIT-6 & 7 AT PARLI TPS | Scheme | Yet to be approved |  |  | 2.75 | [7 empty] | 1. Better combustion due to healthy burner arrangement. 2. Net effect on unit heat rate will be improvement of 5.0 Kcal/kwh. 3. Availability and Reliability of unit will be increased. 4. Reduction in generation loss and fuel consumption. 5. Improvement in boiler efficiency. 6. Reduction in BTL due to coal particle erosion. | 0 | 0 | 0 | 0 | 0 | 0 | 0 | 0 | 0 | 0 | 1.35 | 1.4 | [5 empty] | 0% | [5 empty] | 50% | 100% |  | 0 | 0 | 0 | 0 | 0 | 0 | 0 | 0 | 0 | 0 | 1.35 | 1.4 |  |  | DPR under preparation | DPR under preparation
6.2 | Procurement & replacement of shell liner for U-6&7 | Scheme | Yet to be approved |  |  | 4.05 | [8 empty] | 0 | 0 | 0 | 0 | 0 | 0 | 0 | 0 | 0 | 0 |  | 2.7 | 1.35 |  |  |  |  | 0% | [6 empty] | 50% | 100% | 0 | 0 | 0 | 0 | 0 | 0 | 0 | 0 | 0 | 0 |  | 2.7 | 1.35 |  | DPR under preparation | DPR under preparation
6.3 | Procurement & replacement of water wall Z panel & water wall soot blower panel at U#6,7 | Scheme | Yet to be approved |  |  | 7 | [8 empty] | 0 | 0 | 0 | 0 | 0 | 0 | 0 | 0 | 0 | 0 | 3.5 | 3.5 | 0 |  |  |  |  | 0% | [5 empty] | 50% | 100% |  | 0 | 0 | 0 | 0 | 0 | 0 | 0 | 0 | 0 | 0 | 3.5 | 3.5 | 0 |  | DPR under preparation | DPR under preparation
6.4 | Procurement & Replacement of Two complete set of APH Baskets at 250 MW Unit-7, Parli TPS. | Scheme | Yet to be approved |  |  | 5.5 | [7 empty] | 1.Improvement in flue gas temperature & pressure. 2. Reduction in flue gas outlet temperature by appro. 10^o C will lead to improvement in boiler efficiency by optimizing fuel combustion in boiler and thereby improving heat rate by 6-10 kcal/kwh | 0 | 0 | 0 | 0 | 0 | 0 | 0 | 0 | 0 | 0 | 0 | 0 | 5.5 |  |  |  |  | 0% | [7 empty] | 100% | 0 | 0 | 0 | 0 | 0 | 0 | 0 | 0 | 0 | 0 | 0 | 0 | 5.5 |  | DPR under preparation | DPR under preparation
| IDC |  | Yet to be approved | [11 empty] | 0 | 0 | 0 | 0 | 0 | 0 | 0 | 0 | 0 | 0 | [7 empty] | 0% | [12 empty] | 0 | [5 empty] | 0 | 0 | 0
7 | ESP Upgradation at U#6,7 | DPR | Yet to be approved | [15 empty] | 0 | [12 empty] | 0% | [12 empty] | 0
7.1 | Procurement & replacement of all emitting coils & collecting plates of ESP & Procurement & replacement of ESP internals at U#6,7 Parli TPS & Replacement of thermal insulation of boiler, ducts & steam piping along with supply | Scheme | Yet to be approved |  |  | 25 | [8 empty] | 0 | 0 | 0 | 0 | 0 | 0 | 0 | 0 | 0 | 0 | 25 | 0 | 0 |  |  |  |  | 0% | [5 empty] | 100% |  |  | 0 | 0 | 0 | 0 | 0 | 0 | 0 | 0 | 0 | 0 | 25 | 0 | 0 |  | DPR under preparation | DPR under preparation
7.2 | Replacement of thermal insulation of boiler, ducts & steam piping along with supply | Scheme | Yet to be approved |  |  | 0.8 | [8 empty] | 0 | 0 | 0 | 0 | 0 | 0 | 0 | 0 | 0 | 0 | 0 | 0 | 0.8 |  |  |  |  | 0% | [7 empty] | 100% | 0 | 0 | 0 | 0 | 0 | 0 | 0 | 0 | 0 | 0 | 0 |  | 0.8 |  | DPR under preparation | DPR under preparation
| IDC |  | Yet to be approved | [11 empty] | 0 | 0 | 0 | 0 | 0 | 0 | 0 | 0 | 0 | 0 | [7 empty] | 0% | [12 empty] | 0 | [5 empty] | 0 | 0 | 0
8 | Augmentation of Dautpur & Sandawa premises water recovery system | DPR | Yet to be approved | [15 empty] | 0 | [12 empty] | 0% | [12 empty] | 0
8.1 | Supply, erection & commissioning of VT pumps for waste water recovery at TM-NPTPS, Parli-V | Scheme | Yet to be approved |  |  | 9.3 | [7 empty] | 1. The raw water requirement of 3 x 250 MW & colony is @ 72000 M3 per day. Hence by implementing the proposed scheme raw water consumption will be reduced. 2. The additional recovered water can be utilized for various Civil purposes. Also, this can be utilized in CHP area for dust suppression system. Presently, the raw water is being utilized for this purpose through Fire Fighting system. This will result in a reduction in consumption of raw water & auxiliary consumption of Fire Fighting system.  As ash management will work more efficiently the power generation will considerably enhance. | 0 | 0 | 0 | 0 | 0 | 0 | 0 | 0 | 9.3 | 0 | 0 | 0 | [5 empty] | 0% |  |  |  | 100% |  |  |  |  | 0 | 0 | 0 | 0 | 0 | 0 | 0 | 0 | 9.3 | 0 | 0 |  |  |  | DPR under preparation | DPR under preparation
8.2 | RENOVATION OF ASH WATER RECOVERY SUPPLY SYSTEM INCLUDING ERECTION & COMMISSIONING LT BOARD 11KV/415V SUBSTATION WITH 11KV OH LINE AT SANDWA & DAUTPUR PUMP HOUSE | Scheme | Yet to be approved |  |  | 12.42 | [8 empty] | 0 | 0 | 0 | 0 | 0 | 0 | 0 | 0 | 12.42 | 0 | 0 | 0 | [5 empty] | 0% |  |  |  | 100% |  |  |  |  | 0 | 0 | 0 | 0 | 0 | 0 | 0 | 0 | 12.42 | 0 | 0 |  |  |  | DPR under preparation | DPR under preparation
8.3 | Construction of New Sandwa recovery pump house at NPTPS Parli Vaijnath. | Scheme | Yet to be approved |  |  | 4.14 | [8 empty] | 0 | 0 | 0 | 0 | 0 | 0 | 0 | 0 | 4.14 | 0 | 0 | 0 | [5 empty] | 0% |  |  |  | 100% |  |  |  |  | 0 | 0 | 0 | 0 | 0 | 0 | 0 | 0 | 4.14 | 0 | 0 |  |  |  | DPR under preparation | DPR under preparation
| IDC |  | Yet to be approved | [11 empty] | 0 | 0 | 0 | 0 | 0 | 0 | 0 | 0 | 0 | 0 | [7 empty] | 0% | [12 empty] | 0 | [5 empty] | 0 | 0 | 0
9 | DPR on Modification of governing system from low pressure to high pressure at Unit-06 TPS, PARLI-V and Procurement of CW pumps at Unit 6,7 Parli Vaijnath. | DPR | Yet to be approved | [15 empty] | 0 | [12 empty] | 0% | [12 empty] | 0
9.1 | Modification of governing system from low pressure to high pressure at Unit-06 TPS, PARLI-V | Scheme |  |  |  | 15 | [8 empty] | 0 | 0 | 0 | 0 | 0 | 0 | 0 | 0 | 0 | 15 | 0 | 0 | [5 empty] | 0% |  |  |  |  | 100% |  |  |  | 0 | 0 | 0 | 0 | 0 | 0 | 0 | 0 | 0 | 15 | 0 | 0 | 0 |  | DPR under preparation | DPR under preparation
9.2 | Procurement of CW pumps at Unit 6,7 Parli Vaijnath | Scheme | Yet to be approved |  |  | 23 | [8 empty] | 0 | 0 | 0 | 0 | 0 | 0 | 0 | 0 | 0 | 23 | 0 | 0 | [5 empty] | 0% |  |  |  |  | 100% |  |  |  | 0 | 0 | 0 | 0 | 0 | 0 | 0 | 0 | 0 | 23 | 0 | 0 | 0 |  | DPR under preparation | DPR under preparation
| IDC |  | Yet to be approved | [11 empty] | 0 | 0 | 0 | 0 | 0 | 0 | 0 | 0 | 0 | 0 | [7 empty] | 0% | [12 empty] | 0 | [5 empty] | 0 | 0 | 0
10 | DPR on Procurement of HP, IP and LP Turbine bladesat Unit 6,7 Parli Vaijnath. | DPR | Yet to be approved | [15 empty] | 0 | [12 empty] | 0% | [12 empty] | 0 | [9 empty] | DPR under preparation | DPR under preparation
10.1 | Procurement of HP, IP and LP Turbine blade set Unit 6,7 Parli Vaijnath. | Scheme | Yet to be approved |  |  | 25 | [9 empty] | 0 | 0 | 0 | 0 | 0 | 0 | 0 | 0 | 25 | 0 | 0 | [5 empty] | 0% |  |  |  |  | 100% |  |  |  | 0 | 0 | 0 | 0 | 0 | 0 | 0 | 0 | 0 | 25 | 0 | 0 | 0 |  | DPR under preparation | DPR under preparation
| IDC |  | Yet to be approved | [11 empty] | 0 | 0 | 0 | 0 | 0 | 0 | 0 | 0 | 0 | 0 | [7 empty] | 0% | [12 empty] | 0 | [5 empty] | 0 | 0 | 0
11 | DPR on Procurement of CEP pumps | DPR | Yet to be approved | [15 empty] | 0 | [12 empty] | 0% | [12 empty] | 0 | [9 empty] | DPR under preparation | DPR under preparation
11.1 | Procurement of CEP pumps | Scheme | Yet to be approved |  |  | 25 | [12 empty] | 0 |  |  |  |  | 25 | [7 empty] | 0% |  |  |  |  | 100% |  |  |  | 0 | 0 | 0 | 0 | 0 | 0 | 0 | 0 | 0 | 25 |  |  |  |  | DPR under preparation | DPR under preparation
| IDC |  | Yet to be approved | [11 empty] | 0 | 0 | 0 | 0 | 0 | 0 | 0 | 0 | 0 | 0 | [7 empty] | 0% | [12 empty] | 0 | [5 empty] | 0 | 0 | 0
12 | DPR on Retrofitting of NDCT at Unit 6,7 Parli Vaijnath. and Upgradation of existing chiller AC plant for at Unit 7 Parli Vaijnath. | DPR | Yet to be approved | [15 empty] | 0 | [12 empty] | 0% | [12 empty] | 0
12.1 | Retrofitting of NDCT at Unit 6,7 Parli Vaijnath. | Scheme | Yet to be approved |  |  | 25 | [8 empty] | 0 | 0 | 0 | 0 | 0 | 0 | 0 | 0 | 0 | 25 | 0 | 0 | 0 |  |  |  |  | 0% |  |  |  |  | 100% | 0 | 0 | 0 | 0 | 0 | 0 | 0 | 0 | 0 | 0 | 0 | 0 | 25 | 0 | 0 | 0 |  | DPR under preparation | DPR under preparation
12.2 | Upgradation of existing chiller AC plant for at Unit 7 Parli Vaijnath. | Scheme | Yet to be approved |  |  | 9 | [8 empty] | 0 | 0 | 0 | 0 | 0 | 0 | 0 | 0 | 0 | 9 | 0 | 0 | 0 |  |  |  |  | 0% |  |  |  |  | 100% | 0 | 0 | 0 | 0 | 0 | 0 | 0 | 0 | 0 | 0 | 0 | 0 | 9 | 0 | 0 | 0 |  | DPR under preparation | DPR under preparation
| IDC |  | Yet to be approved | [11 empty] | 0 | 0 | 0 | 0 | 0 | 0 | 0 | 0 | 0 | 0 | [7 empty] | 0% | [12 empty] | 0 | [5 empty] | 0 | 0 | 0 |  | DPR under preparation
13 | DPR on various types of coolers at TPS Parli-Vaijnath | DPR | Yet to be approved | [15 empty] | 0 | [12 empty] | 0% | [12 empty] | 0 | [9 empty] | DPR under preparation | DPR under preparation
13.1 | Procurement of H2 cooler, BFP coolers, generator exciter cooler, seal oil coolers at Unit 6,7 Parli Vaijnath. | Scheme | Yet to be approved |  |  | 28 | [8 empty] | 0 | 0 | 0 | 0 | 0 | 0 | 0 | 0 | 0 | 28 | 0 | 0 | 0 |  |  |  |  | 0% |  |  |  |  | 100% |  |  | 0 | 0 | 0 | 0 | 0 | 0 | 0 | 0 | 0 | 0 | 28 | 0 | 0 | 0 |  | DPR under preparation | DPR under preparation
| IDC |  | Yet to be approved | [11 empty] | 0 | 0 | 0 | 0 | 0 | 0 | 0 | 0 | 0 | 0 | [7 empty] | 0% | [12 empty] | 0 | [5 empty] | 0 | 0 | 0
14 | DPR on Upgradation of screw type compressor at U#7 Parli Vaijnath., Supply, erection & commissioning of Fire Fighting pressure system (pneumatic) at unit 6,7 and 8 at PTPS, Parli-V and Procurement of BFP discharge valve, BFP recirculation valve and gland steam inlet / outlet valves at Unit 6,7 Parli Vaijnath. | DPR | Yet to be approved | [15 empty] | 0 | [12 empty] | 0% | [12 empty] | 0
14.1 | Upgradation of screw type compressor at U#7 Parli Vaijnath. | Scheme | Yet to be approved |  |  | 11 | [8 empty] | 0 | 0 | 0 | 0 | 0 | 0 | 0 | 0 | 0 | 11 | 0 | 0 | 0 |  |  |  |  | 0% |  |  |  |  | 100% |  |  |  | 0 | 0 | 0 | 0 | 0 | 0 | 0 | 0 | 0 | 11 | 0 | 0 | 0 |  | DPR under preparation | DPR under preparation
14.2 | Supply, erection & commissioning of Fire Fighting pressure system (pneumatic) at unit 6,7 and 8 at PTPS, Parli-V | Scheme | Yet to be approved |  |  | 12 | [8 empty] | 0 | 0 | 0 | 0 | 0 | 0 | 0 | 0 | 0 | 12 | 0 | 0 | 0 |  |  |  |  | 0% |  |  |  |  | 100% |  |  |  | 0 | 0 | 0 | 0 | 0 | 0 | 0 | 0 | 0 | 12 | 0 | 0 | 0 |  | DPR under preparation | DPR under preparation
14.3 | Procurement of BFP discharge valve, BFP recirculation valve and gland steam inlet / outlet valves at Unit 6,7 Parli Vaijnath. | Scheme | Yet to be approved |  |  | 11 | [8 empty] | 0 | 0 | 0 | 0 | 0 | 0 | 0 | 0 | 0 | 11 | 0 | 0 | 0 |  |  |  |  | 0% |  |  |  |  | 100% |  |  |  | 0 | 0 | 0 | 0 | 0 | 0 | 0 | 0 | 0 | 11 | 0 | 0 | 0 |  | DPR under preparation | DPR under preparation
| IDC |  | Yet to be approved | [11 empty] | 0 | 0 | 0 | 0 | 0 | 0 | 0 | 0 | 0 | 0 | [7 empty] | 0% | [12 empty] | 0 | [5 empty] | 0 | 0 | 0
15 | COAL HANDLING PLANT PERFORMANCE IMPROVEMENT BY SYSTEM UPGRADATION AT Unit 6 ,7 CHP ( 2X 250MW), Parli TPS. | DPR | Yet to be approved | [15 empty] | 0 | [12 empty] | 0% | [12 empty] | 0 |  |  |  |  | 0
15.1 | Refurbishment of single stream conveyor drives : Procurement of Various types of Gearbox for single stream conveyor drives of 2X 250 MW CHP U6&7 Parli TPS. | Scheme | Yet to be approved |  |  | 8.37 | [7 empty] | 1. Maximum Coal Handling Plant availability 2. Faster coal wagon Unloading 3. Reduction in maintenance and operational cost. 4. Release of spare time to maintain other auxiliaries. 5. Utilization of rated capacity of conveyor belts 6. Reduction in auxiliary consumption 7. Reduction in breakdown time |  |  |  |  | 0 |  |  |  | 8.37 | [8 empty] | 0% |  |  |  | 100% | [8 empty] | 0 |  |  |  | 8.37 | [5 empty] | DPR under preparation | DPR under preparation
15.2 | Refurbishment of single stream conveyor drives : Procurement of Various types of fluid couplings for single stream conveyor drives of 2X 250 MW CHP U6&7 Parli TPS. | Scheme | Yet to be approved |  |  | 0.46 | [12 empty] | 0 |  |  |  | 0.46 | [8 empty] | 0% |  |  |  | 100% | [8 empty] | 0 |  |  |  | 0.46 | [5 empty] | DPR under preparation | DPR under preparation
15.3 | Refurbishment of single stream conveyor drives : Procurement of ENERGY EFFICIENT HT MOTORS for single stream conveyor drives of 2X 250 MW CHP U6&7 Parli TPS. | Scheme | Yet to be approved |  |  | 2.87 | [12 empty] | 0 |  |  |  | 2.87 | [8 empty] | 0% |  |  |  | 100% | [8 empty] | 0 |  |  |  | 2.87 | [5 empty] | DPR under preparation | DPR under preparation
15.4 | Refurbishment of single stream conveyor drives : Procurement of HT vacuum circuit breakers for single stream conveyor drives of 2X 250 MW CHP U6&7 Parli TPS. | Scheme | Yet to be approved |  |  | 0.78 | [12 empty] | 0 |  |  |  | 0.78 | [8 empty] | 0% |  |  |  | 100% | [8 empty] | 0 |  |  |  | 0.78 | [5 empty] | DPR under preparation | DPR under preparation
15.5 | Supply, Erection & Commissioning of street light from U6/7 railway gate to loco shed of CHP U6/7 NPTPS Parli-V | Scheme | Yet to be approved |  |  | 1.25 | [7 empty] | 1. Smooth movement of loaded and empty coal rakes 2. Safety to manpower 3. Reduction in load distribution time 4. Help to improve coal unloading rate 5. Improvement in safe working atmosphere. |  |  |  |  | 0 |  |  |  | 1.25 | [8 empty] | 0% |  |  |  | 100% | [8 empty] | 0 |  |  |  | 1.25 | [5 empty] | DPR under preparation | DPR under preparation
15.6 | Strengthening of U-6 Bunkers at CHP NPTPS | Scheme | Yet to be approved |  |  | 8.79 | [7 empty] | 1. Reduction in Operational and Maintenance cost of Coal feeders. 2. Increase in availability of Coal feeders. 3. No Generations loss on account of feeder failures due to liner plates. 4. Improvement in smooth coal flow to coal feeders in rainy season. 5. Increase in PLF of Plant. 6. Increase in availability of Plant. |  |  |  |  | 0 |  |  |  | 8.79 | [8 empty] | 0% |  |  |  | 100% | [8 empty] | 0 |  |  |  | 8.79 | [5 empty] | DPR under preparation | DPR under preparation
15.7 | Supply and commissioning of Suspended Magnets for U-6,7 CHP NPTPS | Scheme | Yet to be approved |  |  | 2.55 | [7 empty] | 1. Smooth and uninterrupted operation of CHP. 2. Maximize the utilization and availability of the CHP. 3. Reduction in maintenance and belt failure cost of conveyors. Increase in coal wagon unloading rate. 4. Improved coal mill availability. 5. Improved conveyor belt availability. |  |  |  |  | 0 |  |  |  | 2.55 | [8 empty] | 0% |  |  |  | 100% | [8 empty] | 0 |  |  |  | 2.55 | [5 empty] | DPR under preparation | DPR under preparation
15.8 | Modification of 60 KG rail track with laying crossover turnout at NMVP sliding CHP NPTPS | Scheme | Yet to be approved |  |  | 4.75 | [7 empty] | 1. Minimum time for wagon shifting from one wagon Tippler to other Tippler 2. Faster coal unloading rate 3. Reduction in locomotive fuel cost 4. Decrease in demurrage chares 5. Reduction in Rake detention time 6. Spare time for maintenance of other rail lines |  |  |  |  | 0 |  |  |  | 4.75 | [8 empty] | 0% |  |  |  | 100% | [8 empty] | 0 |  |  |  | 4.75 | [5 empty] | DPR under preparation | DPR under preparation
| IDC |  | Yet to be approved | [11 empty] | 0 | 0 | 0 | 0 | 0 | 0 | 0 | 0 | 0 | 0 | [7 empty] | 0% | [12 empty] | 0 | [5 empty] | 0 | 0 | 0
16 | DPR for normalization and stabilization of coal handling plant performance at Parli TPS | DPR | [16 empty] | 0 | [12 empty] | 0% | [12 empty] | 0
16.1 | Procurement of U-6,7 W/T Major spares | Scheme | Yet to be approved |  |  | 10 | [7 empty] | U-6/7 Wagon Tipplers are commissioned in the year 2006-07. Since commissioning these Wagon Tipplers are incontinoues service. Major spares like planatory gearbox, Wagon Tippler / Side Arm Charger racks and pinion, clamps, motors etc parts are detoriated hence replacement is essential to avoid major breakdown and non avaiability of Wagon Tippler / SAC. |  |  |  |  | 0 |  |  |  |  | 10 | [7 empty] | 0% | [12 empty] | 0 |  |  |  |  | 10 |  |  |  |  | DPR under preparation | DPR under preparation
16.2 | Supply of impact crusher major spares for CHP U-6/7 | Scheme | Yet to be approved |  |  | 5 | [7 empty] | U-6/7 Impact crushers are commissioned in the year 2006-07. Since commissioning these crushers are incontinoues service. Major spares like Grinding wall carrier assembly, drive unit and other parts are detoriated hence replacement is essential to avoid major breakdown and non avaiability of Impact crusher |  |  |  |  | 0 |  |  |  |  | 5 | [7 empty] | 0% |  |  |  |  | 100% | [7 empty] | 0 |  |  |  |  | 5 |  |  |  |  | DPR under preparation | DPR under preparation
16.3 | Provision of Soft starter / VFD for Various conveyor | Scheme | Yet to be approved |  |  | 8 | [7 empty] | 1. Maximum Coal Handling Plant availability 2. Faster coal wagon Unloading 3. Reduction in maintenance and operational cost. 4. Utilization of rated capacity of conveyor belts 5. Reduction in auxiliary consumption 6. Reduction in breakdown time |  |  |  |  | 0 |  |  |  |  | 8 | [7 empty] | 0% |  |  |  |  | 100% | [7 empty] | 0 |  |  |  |  | 8 |  |  |  |  | DPR under preparation | DPR under preparation
16.4 | Upgradation of siemens make PLC at U-6/7. | Scheme | Yet to be approved |  |  | 8 | [7 empty] | Presently installed Simens Make STEP-7 PLC is inservice from 2006-07 which is old version and difficult to maintain due to non avability of spares. Siemens has upgraded PLC with new version and recommended to replace for better and smooth performance to cope of with new technologies hence uprgrdation of PLC is essential to maintain avability of CHP. |  |  |  |  | 0 |  |  |  |  | 8 | [7 empty] | 0% |  |  |  |  | 100% | [7 empty] | 0 |  |  |  |  | 8 |  |  |  |  | DPR under preparation | DPR under preparation
16.5 | Procurement of U-6/7 Stacker reclaimer major spares | Scheme | Yet to be approved |  |  | 12 | [7 empty] | 1. Maximum Coal Handling Plant availability 2. Faster coal wagon Unloading 3. Reduction in maintenance and operational cost. 4. Utilization of rated capacity of conveyor belts 5. Reduction in auxiliary consumption 6. Reduction in breakdown time |  |  |  |  | 0 |  |  |  |  | 12 | [7 empty] | 0% |  |  |  |  | 100% | [7 empty] | 0 |  |  |  |  | 12 |  |  |  |  | DPR under preparation | DPR under preparation
16.6 | Design, supply and commissioning of solar operated lighting system in CHP U-6,7 | Scheme | Yet to be approved |  |  | 15 | [7 empty] | 1. Use of renewable energy and reduction in auxilary consumption. 2. Reduction in Carbon emission. 3. Ambience improvement by providing sufficient lighting during night hours. |  |  |  |  | 0 |  |  |  |  | 15 | [7 empty] | 0% |  |  |  |  | 100% | [7 empty] | 0 |  |  |  |  | 15 |  |  |  |  | DPR under preparation | DPR under preparation
16.7 | Installation of CCTV survillance system alongwith all conveyors. | Scheme | Yet to be approved |  |  | 4 | [7 empty] | 1. Proper survillence of man and machine. 2. Survillence will reduce downtime of auxilaries. 3. As a safety and security will improve. |  |  |  |  | 0 |  |  |  |  | 4 | [7 empty] | 0% |  |  |  |  | 100% | [7 empty] | 0 |  |  |  |  | 4 |  |  |  |  | DPR under preparation | DPR under preparation
16.8 | Upgradation / Retrofication of Bunker Lifts of Unit-6 & Unit-7 at CHP TPS Parli-V. | Scheme | Yet to be approved |  |  | 3.25 | [7 empty] | 1. Safety (Exit Passage) will improve for bunker and RSC floor manpower. 2. Easy shifting man and heavy machine parts to bunker floor. 3. Reduction in maintenance time. |  |  |  |  | 0 |  |  |  |  | 3.25 | [7 empty] | 0% |  |  |  |  | 100% | [7 empty] | 0 |  |  |  |  | 3.25 |  |  |  |  | DPR under preparation | DPR under preparation
| IDC |  | Yet to be approved | [11 empty] | 0 | 0 | 0 | 0 | 0 | 0 | 0 | 0 | 0 | 0 | [7 empty] | 0% | [12 empty] | 0 | [5 empty] | 0 | 0 | 0 |  | DPR under preparation | DPR under preparation
17 | DPR for maximiation of Coal Handling Plant efficiency. | DPR | Yet to be approved | [15 empty] | 0 | [12 empty] | 0% | [5 empty] | 100% | [6 empty] | 0
17.1 | W/T control room & bunker house battery & UPS upgradation | Scheme | Yet to be approved |  |  | 3 | [7 empty] | 1. Maximum Coal Handling Plant availability 2. Faster coal wagon Unloading 3. Reduction in maintenance and operational cost. 4. Utilization of rated capacity of conveyor belts 5. Reduction in auxiliary consumption 6. Reduction in breakdown time 7. Avaialbility of PLC supply will improved. |  |  |  |  | 0 | [5 empty] | 3 | [6 empty] | 0% | [5 empty] | 100% | [6 empty] | 0 | [5 empty] | 3 |  |  |  | DPR under preparation | DPR under preparation
17.2 | Provision of Soft starter / VFD for Various conveyor | Scheme | Yet to be approved |  |  | 8 | [7 empty] | 1. Maximum Coal Handling Plant availability 2. Faster coal wagon Unloading 3. Reduction in maintenance and operational cost. 4. Utilization of rated capacity of conveyor belts 5. Reduction in auxiliary consumption 6. Reduction in breakdown time |  |  |  |  | 0 | [5 empty] | 8 | [6 empty] | 0% | [5 empty] | 100% | [6 empty] | 0 | [5 empty] | 8 |  |  |  | DPR under preparation | DPR under preparation
17.3 | Structure Strengthening of Conveyor NO. 3 and Stacker Reclaimer Rail at U-6/7 CHP | Scheme | Yet to be approved |  |  | 3 | [7 empty] | 1. Availability of Stacker Reclaimer will improve. 2. Heavy/fatal accident due to S/R rail level problem will be reduced. 3. Faster coal unloading. |  |  |  |  | 0 | [5 empty] | 3 | [6 empty] | 0% | [5 empty] | 100% | [6 empty] | 0 | [5 empty] | 3 |  |  |  | DPR under preparation | DPR under preparation
17.4 | Modernization/modification of Conveyor HT/LT cables at U-6/7 CHP. | Scheme | Yet to be approved |  |  | 4 | [7 empty] | 1.Break down due to cable fault will reduce. 2. Maximum coal unloading. 3. Availability of auxliaries will improve. |  |  |  |  | 0 | [5 empty] | 4 | [6 empty] | 0% | [5 empty] | 100% | [6 empty] | 0 | [5 empty] | 4 |  |  |  | DPR under preparation | DPR under preparation
17.5 | Modernization of EOT cranes and Hoist at various junction tower and various location of CHP U-6/7 | Scheme | Yet to be approved |  |  | 3 | [7 empty] | 1.Break down due to nonavailability of EOT cranes. 2. Maximum coal unloading. 3. Availability of auxliaries will improve. 4. Reduction in maintenance time at various crane locations. |  |  |  |  | 0 | [5 empty] | 3 | [6 empty] | 0% | [5 empty] | 100% | [6 empty] | 0 | [5 empty] | 3 |  |  |  | DPR under preparation | DPR under preparation
17.6 | Renovation / retrofitting of shuttle conveyor at CHP U-6/7. | Scheme | Yet to be approved |  |  | 4 | [7 empty] | HT auxiliaries having frequent ON/OFF operations hence existing VM12 HT breakers spare consumption rate is on higher side. So retrofitting of SF6 contactor in existing breaker having 100 times more effective with arck quenching technology is proposed to keep healthiness of 6.6 KV HT breakers for smooth operations of CHP. |  |  |  |  | 0 | [5 empty] | 4 | [6 empty] | 0% | [5 empty] | 100% | [6 empty] | 0 | [5 empty] | 4 |  |  |  | DPR under preparation | DPR under preparation
17.7 | Upgradation/renovation of bunker lift at RSC-6 & 7 of CHP U-6/7 | Scheme | Yet to be approved |  |  | 4 | [7 empty] | 1. Safety (Exit Passage) will improve for bunker and RSC floor manpower. 2. Easy shifting man and heavy machine parts to bunker floor. 3. Reduction in maintenance time. |  |  |  |  | 0 | [5 empty] | 4 | [6 empty] | 0% | [5 empty] | 100% | [6 empty] | 0 | [5 empty] | 4 |  |  |  | DPR under preparation | DPR under preparation
| IDC |  | Yet to be approved | [11 empty] | 0 | 0 | 0 | 0 | 0 | 0 | 0 | 0 | 0 | 0 | [7 empty] | 0% | [12 empty] | 0 | [5 empty] | 0 | 0 | 0 |  | DPR under preparation
18 | DPR on life enhancement of Coal Handling Plant | DPR | Yet to be approved | [15 empty] | 0 | [12 empty] | 0% | [12 empty] | 0
18.1 | Renovation, upgradation & capacity enhancement of LT switch gear panels at W/T, S/R and CHP control Switch board at CHP U-6/7. | Scheme | Yet to be approved |  |  | 5 | [7 empty] | 1. Maximum Coal Handling Plant availability 2. Faster coal wagon Unloading 3. Reduction in maintenance and operational cost. 4. Utilization of rated capacity of conveyor belts 5. Reduction in auxiliary consumption 6. Reduction in breakdown time 7. Spare cost on account of LT switch gear panel will reduce. 8. Break down due to belt snapping will reduce. 9. Conveyor availability will improve by strengthening gravity take insfrastructure work. 10. Faster unloading due to replacement of VF-1 |  |  |  |  | 0 | [6 empty] | 5 | [5 empty] | 0% | [6 empty] | 100% | [5 empty] | 0 | [6 empty] | 5 |  |  | DPR under preparation | DPR under preparation
18.2 | Procurement & installation of Belt tear detection system | Scheme | Yet to be approved |  |  | 4.5 | [12 empty] | 0 | [6 empty] | 4.5 | [5 empty] | 0% | [6 empty] | 100% | [5 empty] | 0 | [6 empty] | 4.5 |  |  | DPR under preparation | DPR under preparation
18.3 | Conveyor gravity takeup infrastructure strengthening work | Scheme | Yet to be approved |  |  | 3 | [12 empty] | 0 | [6 empty] | 3 | [5 empty] | 0% | [6 empty] | 100% | [5 empty] | 0 | [6 empty] | 3 |  |  | DPR under preparation | DPR under preparation
18.4 | Replacement of vibrating feeder-I with Apron Feeder at CHP U-6/7. | Scheme | Yet to be approved |  |  | 8 | [12 empty] | 0 | [6 empty] | 8 | [5 empty] | 0% | [6 empty] | 100% | [5 empty] | 0 | [6 empty] | 8 |  |  | DPR under preparation | DPR under preparation
| IDC |  | Yet to be approved | [11 empty] | 0 | 0 | 0 | 0 | 0 | 0 | 0 | 0 | 0 | 0 | [7 empty] | 0% | [12 empty] | 0 | [5 empty] | 0 | 0 | 0 |  | DPR under preparation | DPR under preparation
19 | DPR for stabiliazation of Coal Handling Performance. | DPR | Yet to be approved | [15 empty] | 0 | [12 empty] | 0% | [12 empty] | 0
19.1 | Drive modification of Stacker Reclaimer slewing system. | Scheme | Yet to be approved |  |  | 5 | [7 empty] | 1. Maximum Coal Handling Plant availability 2. Faster coal wagon Unloading 3. Reduction in maintenance and operational cost. 4. Utilization of rated capacity of conveyor belts 5. Reduction in auxiliary consumption 6. Reduction in breakdown time 7. Availability of slewing drive and S/R will improve. 8. Availability of SAC will improve. 9. Reduction in demurrage cost. 10. Availability of Wagon Tippler and Apron feeder due to refurbishment. 11. Faster unloading due to open wagon tippler. |  |  |  |  | 0 | [7 empty] | 5 |  |  |  |  | 0% | [7 empty] | 100% |  |  |  |  | 0 | [7 empty] | 5 |  | DPR under preparation | DPR under preparation
19.2 | Retrofitting of Side Arm Charger-I & II at CHP U-6,7 | Scheme | Yet to be approved |  |  | 10 | [12 empty] | 0 | [7 empty] | 10 |  |  |  |  | 0% | [7 empty] | 100% |  |  |  |  | 0 | [7 empty] | 10 |  | DPR under preparation | DPR under preparation
19.3 | Provision of open Wagon Tippler at CHP U-6/7 | Scheme | Yet to be approved |  |  | 15 | [12 empty] | 0 | [7 empty] | 15 |  |  |  |  | 0% | [7 empty] | 100% |  |  |  |  | 0 | [7 empty] | 15 |  | DPR under preparation | DPR under preparation
19.4 | Refurbishment of Apron Feeder at CHP U-6,7 | Scheme | Yet to be approved |  |  | 12 | [12 empty] | 0 | [7 empty] | 12 |  |  |  |  | 0% | [7 empty] | 100% |  |  |  |  | 0 | [7 empty] | 12 |  | DPR under preparation | DPR under preparation
| IDC |  | Yet to be approved | [11 empty] | 0 | 0 | 0 | 0 | 0 | 0 | 0 | 0 | 0 | 0 | [7 empty] | 0% | [12 empty] | 0 | [5 empty] | 0 | 0 | 0
20 | Procurement & Replacement of 220V station batteries, 360V UPS batteries, 24V DCS batteries , 360V UPS AHP batteries at U6 & U7 NPTPS | DPR | Yet to be approved | [15 empty] | 0 | [12 empty] | 0% | [12 empty] | 0 | [9 empty] | DPR under preparation | DPR under preparation
20.1 | Procurement & Replacement of 220V station batteries, 360V UPS batteries, 24V DCS batteries , 360V UPS AHP batteries at U6 & U7 NPTPS | Scheme | Yet to be approved |  |  | 22 | [7 empty] | The old battery set completed its useful life and performance is detoriated. The battery set is important for smooth working of DC drives and various control systems and protection systems.also Portects the important auxiliries for heavy damage in case of AC failure to the unit/sation |  |  |  |  | 0 | [6 empty] | 25 | [5 empty] | 0% | [6 empty] | 100% | [5 empty] | 0 | [6 empty] | 25 |  |  | DPR under preparation | DPR under preparation
| IDC |  | Yet to be approved | [11 empty] | 0 | 0 | 0 | 0 | 0 | 0 | 0 | 0 | 0 | 0 | [7 empty] | 0% | [12 empty] | 0 | [5 empty] | 0 | 0 | 0
21 | DPR on Various electricle maintenance schemes at Unit 6,7 NPTPS Parli-V | DPR | Yet to be approved | [15 empty] | 0 | [12 empty] | 0% | [12 empty] | 0 | [9 empty] | DPR under preparation | DPR under preparation
21.1 | Rennovation of Khadka & Naikota switchyard including replacement of Transformer and 33 KV outdoor type VCBs | Scheme | Yet to be approved |  |  | 10 | [12 empty] | 0 |  |  |  | 0 | 10 | [7 empty] | 0% |  |  |  |  | 100% | [7 empty] | 0 |  |  |  | 0 | 10 |  |  |  |  | DPR under preparation | DPR under preparation
21.2 | Replacement of Khadka ,naikota 6.6 KV HT Breaker Panel , breaker trolleys and control cabinet | Scheme | Yet to be approved |  |  | 5 | [12 empty] | 0 |  |  |  | 5 | [8 empty] | 0% |  |  |  | 100% | [8 empty] | 0 |  |  |  | 5 | [5 empty] | DPR under preparation | DPR under preparation
21.3 | Replacement of LT breakers & modules at Unit 7 | Scheme | Yet to be approved |  |  | 10 | [12 empty] | 0 |  |  |  | 10 | [8 empty] | 0% |  |  |  | 100% | [8 empty] | 0 |  |  |  | 10 | [5 empty] | DPR under preparation | DPR under preparation
21.4 | Rennovation/Replacement of Boiler & Turbine side lighting by energy efficient LED lighting at unit 6&7, NPTPS, Parli vaijnath | Scheme | Yet to be approved |  |  | 3 | [12 empty] | 0 |  |  |  | 3 | [8 empty] | 0% |  |  |  | 100% | [8 empty] | 0 |  |  |  | 3 | [5 empty] | DPR under preparation | DPR under preparation
21.5 | nstallation of VFD for CEP, FD Fan, Seal Air Fan & HFO pump motors at unit 6&7, NPTPS, Parli Vaijnath | Scheme | Yet to be approved |  |  | 10 | [12 empty] | 0 |  |  |  | 0 | 10 | [7 empty] | 0% |  |  |  |  | 100% | [7 empty] | 0 |  |  |  | 0 | 10 |  |  |  |  | DPR under preparation | DPR under preparation
| IDC |  | Yet to be approved | [11 empty] | 0 | 0 | 0 | 0 | 0 | 0 | 0 | 0 | 0 | 0 | [7 empty] | 0% | [12 empty] | 0 | [5 empty] | 0 | 0 | 0 |  | DPR under preparation | DPR under preparation
22 | Renovation of Colony Electrical supply system & also replacement of wiring of all Types of buildings ,street light,highmast etc | Scheme | Yet to be approved | [15 empty] | 0 | [12 empty] | 0% | [12 empty] | 0 | [9 empty] | DPR under preparation | DPR under preparation
22.1 | Renovation of Colony Electrical supply system & also replacement of wiring of all Types of buildings ,street light,highmast etc | Scheme | Yet to be approved |  |  | 25 | [12 empty] | 0 |  |  |  | 25 | [8 empty] | 0% |  |  |  | 100% | [8 empty] | 0 |  |  |  | 25 | [5 empty] | DPR under preparation | DPR under preparation
| IDC |  | Yet to be approved | [11 empty] | 0 | 0 | 0 | 0 | 0 | 0 | 0 | 0 | 0 | 0 | [7 empty] | 0% | [12 empty] | 0 | [5 empty] | 0 | 0 | 0 |  | DPR under preparation | DPR under preparation
23 | UPGRADATION OF EXPIRED AND VULNERABLE Scada, operating system and hardware to improve life and communication system of IAC,OHP & PTP plant UNIT 6&7 250MW at NPTPS PARLI V" & Emission Monitoring & Water Quality Analysers system Upgradation Schemes | DPR | Yet to be approved | [15 empty] | 0 | [12 empty] | 0% | [12 empty] | 0 | [9 empty] | DPR under preparation | DPR under preparation
23.1 | UPGRADATION OF EXPIRED AND VULNERABLE Scada, operating system and hardware to improve life and communication system of IAC,OHP & PTP plant UNIT 6&7 250MW at NPTPS PARLI V". | Scheme | Yet to be approved |  |  | 2 | [7 empty] | 1. Empower the plant operators and engineers with critical data for better control. 2. To avoid generation loss due to emergencies caused due to malfunctioned of SCADA. 3. Reduce repair & maintenance costs. 4. Increased reliability & stability of process. 5. SCADA Upgradation will ensure safe and better response of Process operation. |  |  |  |  | 0 | [5 empty] | 2 | [6 empty] | 0% | [5 empty] | 100% | [6 empty] | 0 | [5 empty] | 2 |  |  |  | DPR under preparation | DPR under preparation
23.2 | Up gradation of SWAS system at U 7,NPTPS | Scheme | Yet to be approved |  |  | 3 | [7 empty] | 1. The faulty analyzers not in service will be available for replacement with new upgraded versions. 2. Due to complete measurement availability, water chemistry will be maintained. 3. All the new analyzers are open chemistry type wherein our chemist staff can make solutions and reagents at lab itself reducing dependency on OEM. 4. All the SWAS system analyzers will be in service resulting in complete monitoring of the system enabling less damage to boiler, turbine and BFPs. 5. Boiler, Turbine, BFP and condenser healthiness will be maintained reducing the outages of the Unit thus saving generation loss. 6. Damage to boiler tubes and Turbine blades will be the minimum cost of purchasing equipment. 7. BFP cartridge and condenser tubes damage will be minimum thus saving cost of purchasing equipment 8. All the latest technology analyzers will be installed. Reliability and accuracy will be improved. 9. All parameters will be monitored online and this will help to maintain limits by immediate corrective actions by operator and chemist staff. 10. After the implementation of the scheme, SWAS parameters will be available online. 11. With the scheme implementation, generation loss can be avoided by maintaining the water chemistry. 12. Hardware Upgradation empowers the plant operator and engineers to make informed decisions and thereby improve and reliable operation of the plant. 13. The data will be provided in proper format to analyze the problem or any emergency or to improve the effectiveness of process. |  |  |  |  | 0 |  |  |  | 3 | [8 empty] | 0% |  |  |  | 100% | [8 empty] | 0 |  |  |  | 3 | [5 empty] | DPR under preparation | DPR under preparation
23.3 | Oxygen measurement APH and at ID outlet | Scheme | Yet to be approved |  |  | 1 | [7 empty] | 1. Increases boiler efficiency 2. Reduced fuel consumption inside boiler 3. Improves heat rate 4. Reduction in CO & unburnt coal 5. It is essential for improving the boiler performance 6. Increased reliability & stability of process. |  |  |  |  | 0 |  |  |  | 1 | [8 empty] | 0% |  |  |  | 100% | [8 empty] | 0 |  |  |  | 1 | [5 empty] | DPR under preparation | DPR under preparation
23.4 | Up gradation of Drum level measurement system at Unit – 6 &7 New Parli TPS, Parli-V | Scheme | Yet to be approved |  |  | 3 | [7 empty] | 1. The damaged and faulty electrodes not in service will be available for replacement with new. 2. Due to complete replacement of the system and availability of the system, boiler drum level can be monitored properly. 3. All the new EDLI (Electronic Drum Level Indicator) have dual power supply with 100% redundancy and power supply failure indication. 4. All the EWLI system will be in service resulting in complete monitoring of the drum level. 5.. Simple & compact user-friendly Electronic Unit with lesser components & hardware. 6. As the new system will be installed. Reliability and availability will be improved. 7. All EDLI will be monitored locally and remotely and this will help to maintain limits by immediate corrective actions by operator. 8.Existing Water Column with clamp type probes tend to leak at the joints & damage the column probe joints very badly & needs water column replacement within 5 years. Whereas after replacement of system compression type probe water column it is not less than10-15 years. 9. The expected life of Compression fitting type electrodes is 6-7 years. 10. In existing system expected life of electronics cards are not more than 6-7 years. It contains multiple components which may lead to failure of cards. Whereas new replaced EDLI system has only few components housed inside a compact box . Expected life -10-15 Years. 11. The cables being used at existing EWLI system from electrode to electronics card is general purpose & expected life is just 5 years. Whereas new replaced EDLI system special cables lasts for not less than 15 years. |  |  |  |  | 0 |  |  |  |  | 3 | [7 empty] | 0% |  |  |  |  | 100% | [7 empty] | 0 |  |  |  |  | 3 |  |  |  |  | DPR under preparation | DPR under preparation
23.5 | OLCC SYSTEM UPGRADATION U6 & U7 | Scheme | Yet to be approved |  |  | 2 | [7 empty] | 1. Eliminates foulant residue deposits and bulid up without harmful chemicals inside condenser tubes. 2.This environment friedly system is the key to energy saving cost effective tube cleaning. 3.It is essential for improving condenser vaccume. Cleaner tubes allow for better heat transfer which increases the plant's overall efficiency. 4. Increased reliability & stability of process. |  |  |  |  | 0 |  |  |  |  | 2 | [7 empty] | 0% |  |  |  |  | 100% | [7 empty] | 0 |  |  |  |  | 2 |  |  |  |  | DPR under preparation | DPR under preparation
23.6 | Up gradation of Boiler tubes leakage detection system & Furnace flame mapping with video camera at Unit – 6 &7 New Parli TPS, Parli-V | Scheme | Yet to be approved |  |  | 4 | [7 empty] | 1. Empower the plant operators and engineers with early detection of tube leakage which helps to reduce maintennace and labour costs. 2. Early detection of tube leakage helps to reduce secondary damage. 3. Improves plant availability. 4. Early detection of tube leakage can reduce added risks associated with complete boiler system failure. |  |  |  |  | 0 |  |  |  |  | 4 | [7 empty] | 0% |  |  |  |  | 100% | [7 empty] | 0 |  |  |  |  | 4 |  |  |  |  | DPR under preparation | DPR under preparation
23.7 | Unit7 LVS system SCADA/HMI upgradation | Scheme | Yet to be approved |  |  | 1 | [7 empty] | 1. Empower the plant operators and engineers with critical data for better control through LED based LVS system. 2. To avoid generation loss due to emergency caused due to malfunctioned in HMI. 3. Reduce repair & maintenance cost. 4. Increased reliability & stability of process. 5. Hardware Upgradation will ensure safe and better response of LVS System. |  |  |  |  | 0 |  |  |  |  | 1 | [7 empty] | 0% |  |  |  |  | 100% | [7 empty] | 0 |  |  |  |  | 1 |  |  |  |  | DPR under preparation | DPR under preparation
23.8 | Upgradation of Instrumentation & control lab | Scheme | Yet to be approved |  |  | 1.5 | [7 empty] | Empower the I&C techinician and engineers staff with availability of required sources for calibration,overhauling, testing of I&C instruments. Which saves the downtime of critical auxiliaries. |  |  |  |  | 0 |  |  |  |  | 1.5 | [7 empty] | 0% |  |  |  |  | 100% | [7 empty] | 0 |  |  |  |  | 1.5 |  |  |  |  | DPR under preparation | DPR under preparation
| IDC |  | Yet to be approved | [11 empty] | 0 | 0 | 0 | 0 | 0 | 0 | 0 | 0 | 0 | 0 | [7 empty] | 0% | [12 empty] | 0 | [5 empty] | 0 | 0 | 0 |  | DPR under preparation
24 | Control and monitoring system upgradation at U6&7 NPTPS & Various Instrumentation schemes at Unit 6,7, NPTPS Parli-V | DPR | Yet to be approved | [15 empty] | 0 | [12 empty] | 0% | [12 empty] | 0 | [9 empty] | DPR under preparation | DPR under preparation
24.1 | Upgradation of level, flow & pressure measurement system | Scheme | Yet to be approved |  |  | 1.5 | [7 empty] | 1. Empower the plant operators, and engineers with critical data for better control. 2. Reduce repair & maintenance cost. 3. Increased reliability & stability of process . 4. Improves plant availability. |  |  |  |  | 0 | [6 empty] | 1.5 | [5 empty] | 0% | [6 empty] | 100% | [5 empty] | 0 | [6 empty] | 1.5 |  |  | DPR under preparation | DPR under preparation
24.2 | Up gradation of Vibration Monitoring System(VMS) at Unit – 6 &7 Parli TPS, Parli-V | Scheme | Yet to be approved |  |  | 5 | [7 empty] | 1. Empower the plant operators, and engineers with critical data for better control. 2. Reduce repair & maintenance cost. 3. Increased reliability & stability of turbine . 4. Reduces damage to the turbine. |  |  |  |  | 0 | [5 empty] | 5 | [6 empty] | 0% | [5 empty] | 100% | [6 empty] | 0 | [5 empty] | 5 |  |  |  | DPR under preparation | DPR under preparation
24.3 | Upgradation of feedstation valve contol instruments. | Scheme | Yet to be approved |  |  | 2 | [7 empty] | 1. Empower the plant operators, and engineers with critical data for better control. 2. Reduce repair & maintenance cost. 3. Increased reliability & stability of process . 4. Improves plant availability. |  |  |  |  | 0 | [6 empty] | 2 | [5 empty] | 0% | [6 empty] | 100% | [5 empty] | 0 | [6 empty] | 2 |  |  | DPR under preparation | DPR under preparation
24.4 | Supply of various instuments like H2 Dew point measurement system spares, Hydrogen analyzer, H2 leak detection system spares etc.Critical/Non-Critical Spares sub-assembly for performance improvement | Scheme | Yet to be approved |  |  | 3 | [7 empty] | 1. Empower the plant operators, and engineers with critical data for better control. 2. Reduce repair & maintenance cost. 3. Increased reliability & stability of process . 4. Improves plant availability. |  |  |  |  | 0 | [5 empty] | 3 | [6 empty] | 0% | [5 empty] | 100% | [6 empty] | 0 | [5 empty] | 3 |  |  |  | DPR under preparation | DPR under preparation
24.5 | Online Water flow Monitoring System at Khadka | Scheme | Yet to be approved |  |  | 2 | [7 empty] | 1. Online system will helps to provide updated status required for analysys of water consumption pattern. 2. Heavy penalties from WRD department can be minimized. 2. Reduce repair & maintenance cost. 3. Increased reliability & stability of process . 4. Improves plant availability. |  |  |  |  | 0 | [6 empty] | 2 | [5 empty] | 0% | [6 empty] | 100% | [5 empty] | 0 | [6 empty] | 2 |  |  | DPR under preparation | DPR under preparation
24.6 | Upgradation of CO analyser at APH inlete and SOX NOX gas analyser installed at ID discharge along with remote calibration facility and connectivity to CPCB and MPCB as per latest CPCB Guidelines | Scheme | Yet to be approved |  |  | 2 | [7 empty] | 1. Empower the plant operators, and engineers with critical data for better control. 2. Reduce repair & maintenance cost. 3. Increased reliability & stability of process . 4. Reduces environmental losses. 5. Improves Connectivity with CPCB and MPCB as per latest CPCB Guidelines. |  |  |  |  | 0 | [7 empty] | 2 |  |  |  |  | 0% | [7 empty] | 100% |  |  |  |  | 0 | [7 empty] | 2 |  | DPR under preparation | DPR under preparation
24.7 | Supply, Erection and Commissioning of Effluent Analyser for the parameters like COD, BOD, TSS & PH installed at ETP & STP outlet of the NPTPS, Parli. complying CPCB / MPCB Guidelines. | Scheme | Yet to be approved |  |  | 2 | [7 empty] | 1. Changes in environmental regulations may require modification to ensure that the Effluent Analyser meets updated std. and discharge limits. 2.Empower the plant operators, and engineers with critical data for better control. 3. Reduce repair & maintenance cost. 4. Increased reliability & stability of process . 5. Reduces environmental losses. |  |  |  |  | 0 | [7 empty] | 2 |  |  |  |  | 0% | [7 empty] | 100% |  |  |  |  | 0 | [7 empty] | 2 |  | DPR under preparation | DPR under preparation
| IDC |  | Yet to be approved | [11 empty] | 0 | 0 | 0 | 0 | 0 | 0 | 0 | 0 | 0 | 0 | [7 empty] | 0% | [12 empty] | 0 | [5 empty] | 0 | 0 | 0 |  | DPR under preparation | DPR under preparation
25 | Detailed Project Report on ‘Supply, installation, restoration, up-gradation and revamping of Fire Protection Systems viz. Under ground Fire Pipe Lines, Static Fire Water Pumps, Fire Hydrant System, Passive Fire Protection System, DV House Construction & Fire Water/Foam Spray System at plant & ODP area of Unit-6, 7 & 8 of Parli TPS, Parli Vaijnath’. | DPR | Yet to be approved | [15 empty] | 0 | [12 empty] | 0% | [12 empty] | 0 | [9 empty] | DPR under preparation | DPR under preparation
25.1 | Work of replacement of damaged/leaky underground Fire Water Pipelines and Static Fire water Pumps at Plant (Unit-6, 7 & 8) and ODP area of Parli TPS including required material viz. MSERW Pipes/Steel, etc. | Scheme | Yet to be approved |  |  | 17 | [7 empty] | 1. Reliability & sustainability of the Fire Protection System will increase. 2. The Fire Water network will be maintained with sufficient pressure throughout the plant. 3. Outage of the fire protection system will be reduced. 4. Fire-Safety of plant will improve. 5. Automation of the Fire Water Pumping System can be restored after replacement of the Pipelines.However, since any of the major fire incidences in a Thermal Power plant results in catastrophic loss of resources, manpower and equipment life; even if one such fire incidence is averted, the cost of the scheme shall be recovered. Hence, the scheme offers significant intangible benefits in the long run. |  |  |  |  | 0 |  |  |  | 17 | [8 empty] | 0% |  |  |  | 100% | [8 empty] | 0 |  |  |  | 17 | [5 empty] | DPR under preparation | DPR under preparation
25.2 | Restoration of Deluge Valve system along with work of repairing/reconstruction (with relocation for safe operation) of damaged Deluge Valve Houses at Plant & ODP area of Parli TPS Unit#6, 7 & 8. | Scheme | Yet to be approved |  |  | 10 | [7 empty] | 1. Reliability & sustainability of the Fire Protection System will increase. 2. The Fire Water Spray System will provide desired performance, which will help to extinguish the fire in minimum time. 3. Fire-Safety of plant will improve. |  |  |  |  | 0 |  |  |  | 10 | [8 empty] | 0% |  |  |  | 100% | [8 empty] | 0 |  |  |  | 10 | [5 empty] | DPR under preparation | DPR under preparation
25.3 | Supply, Rectification and Installation of addressable fire alarm system and Fire suppression system at unit 6 & 7,Parli TPS. | Scheme | Yet to be approved |  |  | 7 | [12 empty] | 0 |  |  |  | 7 | [8 empty] | 0% |  |  |  | 100% | [8 empty] | 0 |  |  |  | 7 | [5 empty] | DPR under preparation | DPR under preparation
| IDC |  | Yet to be approved | [11 empty] | 0 | 0 | 0 | 0 | 0 | 0 | 0 | 0 | 0 | 0 | [7 empty] | 0% | [12 empty] | 0 | [5 empty] | 0 | 0 | 0 |  | DPR under preparation | DPR under preparation
26 | ASH EVACUATION IMPROVEMENT AND PERFORMANCE & EFFICIENCY OF ASH HANDLING SYSTEM At NPTPS Parli-V AT TPS PARLI-V. | DPR | Yet to be approved | [15 empty] | 0 | [12 empty] | 0% | [12 empty] | 0 | [9 empty] | DPR under preparation | DPR under preparation
26.1 | DESIGN , SUPPLY & REPLCEMENT OF ASH DISPOSAL SLURRY PUMP COMPLTE ASSEMBLY ALONG WITH GEAR BOX, MOTORS U-6 | Scheme | Yet to be approved |  |  | 1.24 | [7 empty] | Availability of auxiliaries will improve which finally avoid emergency & generation loss. |  |  |  |  | 0 |  |  |  | 1.24 | [8 empty] | 0% |  |  |  | 100% | [8 empty] | 0 |  |  |  | 1.24 | [5 empty] | DPR under preparation | DPR under preparation
26.2 | DESIGN , SUPPLY & REPLCEMENT OF HP WATER PUMP COMPLTE ASSEMBLY ALONG WITH GEAR BOX, MOTORS U-6 | Scheme | Yet to be approved |  |  | 1.17 | [7 empty] | Availability of auxiliaries will improve which finally avoid emergency & generation loss. |  |  |  |  | 0 |  |  |  | 1.17 | [8 empty] | 0% |  |  |  | 100% | [8 empty] | 0 |  |  |  | 1.17 | [5 empty] | DPR under preparation | DPR under preparation
26.3 | Upgradation of reciprocating Conveying Air compressor into screw compressor at U#6 | Scheme | Yet to be approved |  |  | 5.98 | [7 empty] | Availability of auxiliaries will improve which finally avoid emergency & generation loss. |  |  |  |  | 0 |  |  |  | 5.98 | [8 empty] | 0% |  |  |  | 100% | [8 empty] | 0 |  |  |  | 5.98 | [5 empty] | DPR under preparation | DPR under preparation
26.4 | Upgradation of reciprocating Instrument Air compressor into screw compressor at U#6 | Scheme | Yet to be approved |  |  | 3.98 | [7 empty] | Availability of auxiliaries will improve which finally avoid emergency & generation loss. |  |  |  |  | 0 |  |  |  | 3.98 | [8 empty] | 0% |  |  |  | 100% | [8 empty] | 0 |  |  |  | 3.98 | [5 empty] | DPR under preparation | DPR under preparation
26.5 | Procurement & replacement of 300 NB,200NB Cash Basalt Pipelines with the existing MSERW pipe of ash disposal system of Unit #6& 7 at Parli TPS, Parli V . | Scheme | Yet to be approved |  |  | 6.61 | [7 empty] | Availability of auxiliaries will improve which finally avoid emergency & generation loss. |  |  |  |  | 0 |  |  |  | 6.61 | [8 empty] | 0% |  |  |  | 100% | [8 empty] | 0 |  |  |  | 6.61 | [5 empty] | DPR under preparation | DPR under preparation
26.6 | DESIGN , SUPPLY & REPLCEMENT VACUUM PUMP U6 | Scheme | Yet to be approved |  |  | 1.41 | [7 empty] | Availability of auxiliaries will improve which finally avoid emergency & generation loss. |  |  |  |  | 0 |  |  |  | 1.41 | [8 empty] | 0% |  |  |  | 100% | [8 empty] | 0 |  |  |  | 1.41 | [5 empty] | DPR under preparation | DPR under preparation
26.7 | Work of Repairing & Reconditioning of Single Roll Clinker Grinder assembly from OEM on as and when required basis at AHP(2X250),Unit-6&7 Parli TPS,Parli-V. | Scheme | Yet to be approved |  |  | 0.65 | [7 empty] | Availability of auxiliaries will improve which finally avoid emergency & generation loss. |  |  |  |  | 0 |  |  |  | 0.65 | [8 empty] | 0% |  |  |  | 100% | [8 empty] | 0 |  |  |  | 0.65 | [5 empty] | DPR under preparation | DPR under preparation
26.8 | Work of complete Reconditioning and refurbishment of various spares in Unit 6&7, Parli TPS, Parli-V | Scheme | Yet to be approved |  |  | 0.73 | [7 empty] | Availability of auxiliaries will improve which finally avoid emergency & generation loss. |  |  |  |  | 0 |  |  |  | 0.73 | [8 empty] | 0% |  |  |  | 100% | [8 empty] | 0 |  |  |  | 0.73 | [5 empty] | DPR under preparation | DPR under preparation
26.9 | Transmission drive system & Fluid coupling replacements. | Scheme | Yet to be approved |  |  | 2.92 | [7 empty] | Availability of auxiliaries will improve which finally avoid emergency & generation loss. |  |  |  |  | 0 |  |  |  | 2.92 | [8 empty] | 0% |  |  |  | 100% | [8 empty] | 0 |  |  |  | 2.92 | [5 empty] | DPR under preparation | DPR under preparation
26.1 | DESIGN , SUPPLY & REPLCEMENT OF ASH INLET VALVE COMPLETE ASSEBLY U6 | Scheme | Yet to be approved |  |  | 2.6 | [7 empty] | Availability of auxiliaries will improve which finally avoid emergency & generation loss. |  |  |  |  | 0 |  |  |  | 2.6 | [8 empty] | 0% |  |  |  | 100% | [8 empty] | 0 |  |  |  | 2.6 | [5 empty] | DPR under preparation | DPR under preparation
26.11 | UPGRADATION OF EXPIRED AND VULNERABLE Scada, operating system and hardware to improve life and communication system of Ash handling plant UNIT 6&7 250MW at NPTPS PARLI V". | Scheme | Yet to be approved |  |  | 3 | [7 empty] | Availability of auxiliaries will improve which finally avoid emergency & generation loss. |  |  |  |  | 0 |  |  |  | 3 | [8 empty] | 0% |  |  |  | 100% | [8 empty] | 0 |  |  |  | 3 | [5 empty] | DPR under preparation | DPR under preparation
| IDC |  | Yet to be approved | [11 empty] | 0 | 0 | 0 | 0 | 0 | 0 | 0 | 0 | 0 | 0 | [7 empty] | 0% | [12 empty] | 0 | [5 empty] | 0 | 0 | 0 |  | DPR under preparation | DPR under preparation
27 | ASH EVACUATION IMPROVEMENT AND PERFORMANCE & EFFICIENCY OF ASH HANDLING SYSTEM At NPTPS Parli-V AT TPS PARLI-V. | DPR | Yet to be approved | [15 empty] | 0 | [12 empty] | 0% | [12 empty] | 0 | [9 empty] | DPR under preparation | DPR under preparation
27.1 | Upgradation of reciprocating Conveying Air compressor into screw compressor at U#7 | Scheme | Yet to be approved |  |  | 5.98 | [7 empty] | Availability of auxiliaries will improve which finally avoid emergency & generation loss. |  |  |  |  | 0 |  |  |  |  | 5.98 | [7 empty] | 0% |  |  |  |  | 100% | [7 empty] | 0 |  |  |  |  | 5.98 |  |  |  |  | DPR under preparation | DPR under preparation
27.2 | Upgradation of reciprocating Instrument Air compressor into screw compressor at U#7 | Scheme | Yet to be approved |  |  | 3.98 | [7 empty] | Availability of auxiliaries will improve which finally avoid emergency & generation loss. |  |  |  |  | 0 |  |  |  |  | 3.98 | [7 empty] | 0% |  |  |  |  | 100% | [7 empty] | 0 |  |  |  |  | 3.98 |  |  |  |  | DPR under preparation | DPR under preparation
27.3 | DESIGN , SUPPLY & REPLCEMENT OF ASH DISPOSAL SLURRY PUMP COMPLTE ASSEMBLY ALONG WITH GEAR BOX, MOTORS U-7 | Scheme | Yet to be approved |  |  | 1.24 | [7 empty] | Availability of auxiliaries will improve which finally avoid emergency & generation loss. |  |  |  |  | 0 |  |  |  |  | 1.24 | [7 empty] | 0% |  |  |  |  | 100% | [7 empty] | 0 |  |  |  |  | 1.24 |  |  |  |  | DPR under preparation | DPR under preparation
27.4 | DESIGN , SUPPLY & REPLCEMENT OF HP WATER PUMP COMPLTE ASSEMBLY ALONG WITH GEAR BOX, MOTORS U-7 | Scheme | Yet to be approved |  |  | 1.17 | [7 empty] | Availability of auxiliaries will improve which finally avoid emergency & generation loss. |  |  |  |  | 0 |  |  |  |  | 1.17 | [7 empty] | 0% |  |  |  |  | 100% | [7 empty] | 0 |  |  |  |  | 1.17 |  |  |  |  | DPR under preparation | DPR under preparation
27.5 | DESIGN , SUPPLY & REPLCEMENT VACUUM PUMP U7. | Scheme | Yet to be approved |  |  | 1.41 | [7 empty] | Availability of auxiliaries will improve which finally avoid emergency & generation loss. |  |  |  |  | 0 |  |  |  |  | 1.41 | [7 empty] | 0% |  |  |  |  | 100% | [7 empty] | 0 |  |  |  |  | 1.41 |  |  |  |  | DPR under preparation | DPR under preparation
27.6 | DESIGN , SUPPLY & REPLCEMENT BRANCH SEGEGATION COMPLETE VALVE ASSEBLY U7 | Scheme | Yet to be approved |  |  | 1 | [7 empty] | Availability of auxiliaries will improve which finally avoid emergency & generation loss. |  |  |  |  | 0 |  |  |  |  | 1 | [7 empty] | 0% |  |  |  |  | 100% | [7 empty] | 0 |  |  |  |  | 1 |  |  |  |  | DPR under preparation | DPR under preparation
27.7 | DESIGN , SUPPLY & REPLCEMENT BRANCH VALVE & ASH INLET VALVE U7 | Scheme | Yet to be approved |  |  | 2.6 | [7 empty] | Availability of auxiliaries will improve which finally avoid emergency & generation loss. |  |  |  |  | 0 |  |  |  |  | 2.6 | [7 empty] | 0% |  |  |  |  | 100% | [7 empty] | 0 |  |  |  |  | 2.6 |  |  |  |  | DPR under preparation | DPR under preparation
27.8 | Procurement of MOTORS, RELAY ,BREAKERS & RETROFITTING for pumps , IAC/CAC to improve availability & performance of Bottom ash, Coarse Ash & fly ash system of AHP, unit -7 | Scheme | Yet to be approved |  |  | 3.5 | [7 empty] | Availability of auxiliaries will improve which finally avoid emergency & generation loss. |  |  |  |  | 0 |  |  |  |  | 3.5 | [7 empty] | 0% |  |  |  |  | 100% | [7 empty] | 0 |  |  |  |  | 3.5 |  |  |  |  | DPR under preparation | DPR under preparation
27.9 | Procurement of Replcement Water valve, AUDCO valve | Scheme | Yet to be approved |  |  | 0.5 | [7 empty] | Availability of auxiliaries will improve which finally avoid emergency & generation loss. |  |  |  |  | 0 |  |  |  |  | 0.5 | [7 empty] | 0% |  |  |  |  | 100% | [7 empty] | 0 |  |  |  |  | 0.5 |  |  |  |  | DPR under preparation | DPR under preparation
27.1 | Procurement & replacement of Bottom ash clinker grinder | Scheme | Yet to be approved |  |  | 1.89 | [7 empty] | Availability of auxiliaries will improve which finally avoid emergency & generation loss. |  |  |  |  | 0 |  |  |  |  | 1.89 | [7 empty] | 0% |  |  |  |  | 100% | [7 empty] | 0 |  |  |  |  | 1.89 |  |  |  |  | DPR under preparation | DPR under preparation
27.11 | UPGRADATION OF EXPIRED AND VULNERABLE Scada, operating system and hardware to improve life and communication system of HCSD Ash handling plant UNIT 6&7 250MW at NPTPS PARLI V" | Scheme | Yet to be approved |  |  | 2.5 | [7 empty] | Availability of auxiliaries will improve which finally avoid emergency & generation loss. |  |  |  |  | 0 |  |  |  |  | 2.5 | [7 empty] | 0% |  |  |  |  | 100% | [7 empty] | 0 |  |  |  |  | 2.5 |  |  |  |  | DPR under preparation | DPR under preparation
| IDC |  | Yet to be approved | [11 empty] | 0 | 0 | 0 | 0 | 0 | 0 | 0 | 0 | 0 | 0 | [7 empty] | 0% | [12 empty] | 0 | [5 empty] | 0 | 0 | 0 |  | DPR under preparation | DPR under preparation
28 | ASH EVACUATION IMPROVEMENT AND PERFORMANCE & EFFICIENCY OF ASH HANDLING SYSTEM At NPTPS Parli-V AT TPS PARLI-V. | DPR | Yet to be approved | [15 empty] | 0 | [12 empty] | 0% | [12 empty] | 0 | [9 empty] | DPR under preparation | DPR under preparation
28.1 | GEHO pump critical assemblies replacement. | Scheme | Yet to be approved |  |  | 13.32 | [7 empty] | Availability of auxiliaries will improve which finally avoid emergency & generation loss. |  |  |  |  | 0 | [5 empty] | 13.32 | [6 empty] | 0% | [5 empty] | 100% | [6 empty] | 0 | [5 empty] | 13.32 |  |  |  | DPR under preparation | DPR under preparation
28.2 | DESIGN , SUPPLY & REPLCEMENT OF HP WATER PUMP COMPLTE ASSEMBLY ALONG WITH GEAR BOX, MOTORS | Scheme | Yet to be approved |  |  | 1.17 | [7 empty] | Availability of auxiliaries will improve which finally avoid emergency & generation loss. |  |  |  |  | 0 | [5 empty] | 1.17 | [6 empty] | 0% | [5 empty] | 100% | [6 empty] | 0 | [5 empty] | 1.17 |  |  |  | DPR under preparation | DPR under preparation
28.3 | Upgradation of BA clinker grinder at U#6/7 | Scheme | Yet to be approved |  |  | 2.08 | [7 empty] | Availability of auxiliaries will improve which finally avoid emergency & generation loss. |  |  |  |  | 0 | [5 empty] | 2.08 | [6 empty] | 0% | [5 empty] | 100% | [6 empty] | 0 | [5 empty] | 2.08 |  |  |  | DPR under preparation | DPR under preparation
28.4 | Scheme 4: Spares for premium make ash mixer gear box H1-160 5.06/1, P2 O No.160106, Sr No.2RF 12629 & H1-180 1.35/1 | Scheme | Yet to be approved |  |  | 0.42 | [7 empty] | Availability of auxiliaries will improve which finally avoid emergency & generation loss. |  |  |  |  | 0 | [5 empty] | 0.42 | [6 empty] | 0% | [5 empty] | 100% | [6 empty] | 0 | [5 empty] | 0.42 |  |  |  | DPR under preparation | DPR under preparation
28.5 | Spares for premium make ash mixer gear box VB2SA-225 17.1/1p1 | Scheme | Yet to be approved |  |  | 0.34 | [7 empty] | Availability of auxiliaries will improve which finally avoid emergency & generation loss. |  |  |  |  | 0 | [5 empty] | 0.34 | [6 empty] | 0% | [5 empty] | 100% | [6 empty] | 0 | [5 empty] | 0.34 |  |  |  | DPR under preparation | DPR under preparation
28.6 | DESIGN , SUPPLY & REPLCEMENT VACUUM PUMP | Scheme | Yet to be approved |  |  | 1.41 | [7 empty] | Availability of auxiliaries will improve which finally avoid emergency & generation loss. |  |  |  |  | 0 | [5 empty] | 1.41 | [6 empty] | 0% | [5 empty] | 100% | [6 empty] | 0 | [5 empty] | 1.41 |  |  |  | DPR under preparation | DPR under preparation
| IDC |  | Yet to be approved | [11 empty] | 0 | 0 | 0 | 0 | 0 | 0 | 0 | 0 | 0 | 0 | [7 empty] | 0% | [12 empty] | 0 | [5 empty] | 0 | 0 | 0 |  | DPR under preparation | DPR under preparation
29 | ASH EVACUATION IMPROVEMENT AND PERFORMANCE & EFFICIENCY OF ASH HANDLING SYSTEM At NPTPS Parli-V AT TPS PARLI-V. | DPR | Yet to be approved | [15 empty] | 0 | [12 empty] | 0% | [12 empty] | 0 | [9 empty] | DPR under preparation | DPR under preparation
29.1 | Procurement & replacement of 300 NB,200NB Cash Basalt Pipelines with the existing MSERW pipe of ash disposal system of Unit #6& 7 at Parli TPS, Parli V . | Scheme | Yet to be approved |  |  | 6.61 | [7 empty] | Availability of auxiliaries will improve which finally avoid emergency & generation loss. |  |  |  |  | 0 | [6 empty] | 6.61 | [5 empty] | 0% | [6 empty] | 100% | [5 empty] | 0 | [6 empty] | 6.61 |  |  | DPR under preparation | DPR under preparation
29.2 | Procurement of MOTORS, RELAY ,BREAKERS & RETROFITTING for pumps , IAC/CAC to improve availability & performance of Bottom ash, Coarse Ash & fly ash system of AHP, unit 6 | Scheme | Yet to be approved |  |  | 3.5 | [7 empty] | Availability of auxiliaries will improve which finally avoid emergency & generation loss. |  |  |  |  | 0 | [6 empty] | 3.5 | [5 empty] | 0% | [6 empty] | 100% | [5 empty] | 0 | [6 empty] | 3.5 |  |  | DPR under preparation | DPR under preparation
29.3 | DESIGN , SUPPLY & REPLCEMENT VACUUM PUMP U#6 | Scheme | Yet to be approved |  |  | 1.41 | [7 empty] | Availability of auxiliaries will improve which finally avoid emergency & generation loss. |  |  |  |  | 0 | [6 empty] | 1.41 | [5 empty] | 0% | [6 empty] | 100% | [5 empty] | 0 | [6 empty] | 1.41 |  |  | DPR under preparation | DPR under preparation
| IDC |  | Yet to be approved | [11 empty] | 0 | 0 | 0 | 0 | 0 | 0 | 0 | 0 | 0 | 0 | [7 empty] | 0% | [12 empty] | 0 | [5 empty] | 0 | 0 | 0
30 | ASH EVACUATION IMPROVEMENT AND PERFORMANCE & EFFICIENCY OF ASH HANDLING SYSTEM At NPTPS Parli-V AT TPS PARLI-V. | Scheme | Yet to be approved | [15 empty] | 0 | [12 empty] | 0% | [7 empty] | 100% |  |  |  |  | 0 | [9 empty] | DPR under preparation | DPR under preparation
30.1 | DESIGN , SUPPLY & REPLCEMENT VACUUM PUMP | Scheme | Yet to be approved |  |  | 1.41 | [7 empty] | Availability of auxiliaries will improve which finally avoid emergency & generation loss. |  |  |  |  | 0 | [7 empty] | 1.41 |  |  |  |  | 0% | [7 empty] | 100% |  |  |  |  | 0 | [7 empty] | 1.41 |  | DPR under preparation | DPR under preparation
30.2 | DESIGN , SUPPLY & REPLCEMENT OF ASH DISPOSAL SLURRY PUMP COMPLTE ASSEMBLY ALONG WITH GEAR BOX, MOTORS U-6& 7 | Scheme | Yet to be approved |  |  | 1.17 | [7 empty] | Availability of auxiliaries will improve which finally avoid emergency & generation loss. |  |  |  |  | 0 | [7 empty] | 1.17 |  |  |  |  | 0% | [7 empty] | 100% |  |  |  |  | 0 | [7 empty] | 1.17 |  | DPR under preparation | DPR under preparation
30.3 | DESIGN , SUPPLY & REPLCEMENT OF HP WATER PUMP COMPLTE ASSEMBLY ALONG WITH GEAR BOX, MOTORS U-6& 7 | Scheme | Yet to be approved |  |  | 2.08 | [7 empty] | Availability of auxiliaries will improve which finally avoid emergency & generation loss. |  |  |  |  | 0 | [7 empty] | 2.08 |  |  |  |  | 0% | [7 empty] | 100% |  |  |  |  | 0 | [7 empty] | 2.08 |  | DPR under preparation | DPR under preparation
30.4 | Procurement of MOTORS, RELAY ,BREAKERS & RETROFITTING for HCSD to improve availability & performance of Bottom ash, Coarse Ash & fly ash system of AHP, unit 6 | Scheme | Yet to be approved |  |  | 4.5 | [7 empty] | Availability of auxiliaries will improve which finally avoid emergency & generation loss. |  |  |  |  | 0 | [7 empty] | 4.5 |  |  |  |  | 0% | [7 empty] | 100% |  |  |  |  | 0 | [7 empty] | 4.5 |  | DPR under preparation | DPR under preparation
30.5 | Upgradation of reciprocating Conveying Air compressor into screw compressor at U#6 | Scheme | Yet to be approved |  |  | 5.98 | [7 empty] | Availability of auxiliaries will improve which finally avoid emergency & generation loss. |  |  |  |  | 0 | [7 empty] | 5.98 |  |  |  |  | 0% | [7 empty] | 100% |  |  |  |  | 0 | [7 empty] | 5.98 |  | DPR under preparation | DPR under preparation
30.6 | Upgradation of reciprocating Instrument Air compressor into screw compressor at U#6 | Scheme | Yet to be approved |  |  | 3.98 | [7 empty] | Availability of auxiliaries will improve which finally avoid emergency & generation loss. |  |  |  |  | 0 | [7 empty] | 3.98 |  |  |  |  | 0% | [7 empty] | 100% |  |  |  |  | 0 | [7 empty] | 3.98 |  | DPR under preparation | DPR under preparation
| IDC |  | Yet to be approved | [11 empty] | 0 | 0 | 0 | 0 | 0 | 0 | 0 | 0 | 0 | 0 | [7 empty] | 0% | [12 empty] | 0 | [5 empty] | 0 | 0 | 0
31 | Construction of VIP guest house building at TPS Parli Vaijnath | DPR | Yet to be approved | [11 empty] | 0 | 0 | 0 | 0 | 0 | 0 | [11 empty] | 0% | [8 empty] | 0 | 0 | 0 | 0 | 0 | 0 | 0 | 0 | [6 empty] | DPR under preparation | DPR under preparation
31.1 | Construction of VIP guest house building at TPS Parli Vaijnath | Scheme | Yet to be approved |  |  | 26.975 | [8 empty] | 0 | 0 | 0 | 0 | 0 | 0 |  | 0 | 10 | 16.98 | [7 empty] | 0% |  |  |  |  | 100% | [7 empty] | 0 |  |  | 0 |  | 26.98 |  |  |  |  | DPR under preparation | DPR under preparation
32 | Permanent water supply scheme for parli TPS by lifting water from Dead storage of Majalgaon dam and supplying through enclosed pipe line at New TPS Parli Vaijnath. | DPR | Yet to be approved | [11 empty] | 0 | 0 | 0 | 0 | 0 | 0 | [11 empty] | 0% | [8 empty] | 0 | 0 | 0 | 0 | 0 | 0 |  | 0 | [6 empty] | DPR under preparation | DPR under preparation
32.1 | Permanent water supply scheme for parli TPS by lifting water from Dead storage of Majalgaon dam and supplying through enclosed pipe line at New TPS Parli Vaijnath. | Scheme | Yet to be approved |  |  | 414.18 | [8 empty] | 0 | 0 | 0 | 0 | 0 | 0 |  | 0 | 100 | 100 | 100 | 114.18 | [5 empty] | 0% | [6 empty] | 100% | [5 empty] | 0 | [6 empty] | 414.18 |  |  | DPR under preparation | DPR under preparation
32.2 | Providing drinking water supply to GSR Tank of Shaktikunj Vasahat from Unit 6,7 and 8 premises new TPS Parli Vaijnath | Scheme | Yet to be approved |  |  | 17 | [12 empty] | 0 |  |  | 0 | 8.5 | 6 | 2.5 | [6 empty] | 0% | [5 empty] | 100% | [6 empty] | 0 | [5 empty] | 17 |  |  |  | DPR under preparation | DPR under preparation
33 | DPR on Raw water leackage arresting | DPR | Yet to be approved | [15 empty] | 0 | [12 empty] | 0% | [12 empty] | 0 | [9 empty] | DPR under preparation | DPR under preparation
33.1 | Raw water leackage arresting | Scheme | Yet to be approved |  |  | 36 | [12 empty] | 0 | [5 empty] | 36 | [6 empty] | 0% | [5 empty] | 100% | [6 empty] | 0 | [5 empty] | 36 |  |  |  | DPR under preparation | DPR under preparation
34 | NDCT structural strenthing and leackage arresting througth basin and CW channel of Unit 6,7 | DPR | Yet to be approved | [15 empty] | 0 | [12 empty] | 0% | [12 empty] | 0 | [9 empty] | DPR under preparation | DPR under preparation
34.1 | NDCT basin of unit 6& 7 leackage arresing work | Scheme | Yet to be approved |  |  | 10 | [7 empty] | Plant improvement |  |  |  |  | 0 |  |  |  | 10 | [8 empty] | 0% |  |  |  | 100% | [8 empty] | 0 |  |  |  | 10 | [5 empty] | DPR under preparation | DPR under preparation
34.2 | CW channel leackage arresting of Unit 6 &7 | Scheme | Yet to be approved |  |  | 10 | [7 empty] | Plant improvement |  |  |  |  | 0 |  |  |  | 10 | [8 empty] | 0% |  |  |  | 100% | [8 empty] | 0 |  |  |  | 10 | [5 empty] | DPR under preparation | DPR under preparation
34.3 | NDCT structural strenthing of intermadiate racker coloumn of Unit 6&7 | Scheme | Yet to be approved |  |  | 15 | [7 empty] | Plant improvement |  |  |  |  | 0 |  |  |  | 15 | [8 empty] | 0% |  |  |  | 100% | [8 empty] | 0 |  |  |  | 15 | [5 empty] | DPR under preparation | DPR under preparation
34.4 | Construction of Store shed's at Major store in Unit No.6,7 NPTPS Parli V | Scheme | Yet to be approved |  |  | 1.35 | [7 empty] | Safety of material |  |  |  |  | 0 |  |  |  | 1.35 | [8 empty] | 0% |  |  |  | 100% | [8 empty] | 0 |  |  |  | 1.35 | [5 empty] | DPR under preparation | DPR under preparation
35 | DPR on road work & rennovation work of colony buildings Parli -V at TPS Parli -V | DPR | Yet to be approved | [15 empty] | 0 | [12 empty] | 0% | [12 empty] | 0 | [9 empty] | DPR under preparation | DPR under preparation
35.1 | contruction of roads of few roads in clusters and main road repairs ,carpet laying,seal coats, strips on road & indicators on roads with rumbble strips at TPS colony Parli V | Scheme | Yet to be approved |  |  | 10 | [7 empty] | Satety of colony residents |  |  |  |  | 0 |  |  |  | 5 | 5 | [7 empty] | 0% |  |  |  |  | 100% | [7 empty] | 0 |  |  |  |  | 10 |  |  |  |  | DPR under preparation | DPR under preparation
35.2 | In ABC colony ( Putty work,plastic emulsion paint,oil paint plaster etc) ,In DEF & New colony ( internal & external paint ,oil paint etc) at TPS colony Parli-V. | Scheme | Yet to be approved |  |  | 5 | [7 empty] | Recreation of colony residents |  |  |  |  | 0 |  |  |  | 2.5 | 2.5 | [7 empty] | 0% |  |  |  |  | 100% | [7 empty] | 0 |  |  |  |  | 5 |  |  |  |  | DPR under preparation | DPR under preparation
35.3 | In ABC,DEF & New colony ( chember ,300 m dia rcc pipe,150mm rcc pipe etc)at tps colony Parli V | Scheme | Yet to be approved |  |  | 5 | [7 empty] | Recreation of colony residents |  |  |  |  | 0 |  |  |  | 3 | 2 | [7 empty] | 0% |  |  |  |  | 100% | [7 empty] | 0 |  |  |  |  | 5 |  |  |  |  | DPR under preparation | DPR under preparation
35.4 | Plinth protection along the building and providing and placing rcc bench infront of all buildings etc at tps colony Parli v | Scheme | Yet to be approved |  |  | 2 | [7 empty] | Recreation of colony residents |  |  |  |  | 0 |  |  |  | 2 | [8 empty] | 0% |  |  |  | 100% | [8 empty] | 0 |  |  |  | 2 | [5 empty] | DPR under preparation | DPR under preparation
35.5 | changing all internal qtrs pipeline from gi pipeline to Upvc pipeline and replacing existing damaged gi pipe by new one and also providing water tank over single qtrs and buildings at ABC, DEF, & New colony TPS Parli v | Scheme | Yet to be approved |  |  | 5 | [7 empty] | Providing hygenic and healthy enviroment to colony residents |  |  |  |  | 0 |  |  |  | 2.5 | 2.5 | [7 empty] | 0% |  |  |  |  | 100% | [7 empty] | 0 |  |  |  |  | 5 |  |  |  |  | DPR under preparation | DPR under preparation
35.6 | Carpentary works at ABC,DEF & New colony TPS , Parli -V | Scheme | Yet to be approved |  |  | 4 | [7 empty] | Recreation of colony residents |  |  |  |  | 0 |  |  |  | 2 | 2 | [7 empty] | 0% |  |  |  |  | 100% | [7 empty] | 0 |  |  |  |  | 4 |  |  |  |  | DPR under preparation | DPR under preparation
35.7 | Flooring work at ABC,DEF & New colony TPS , Parli -V | Scheme | Yet to be approved |  |  | 5 | [7 empty] | Recreation of colony residents |  |  |  |  | 0 |  |  |  | 2.5 | 2.5 | [7 empty] | 0% |  |  |  |  | 100% | [7 empty] | 0 |  |  |  |  | 5 |  |  |  |  | DPR under preparation | DPR under preparation
35.8 | construction of new ESR and GSR at ABC,DEF & New colony TPS , Parli -V | Scheme | Yet to be approved |  |  | 4 | [7 empty] | Providing hygenic and healthy enviroment to colony residents |  |  |  |  | 0 |  |  |  | 2 | 2 | [7 empty] | 0% |  |  |  |  | 100% | [7 empty] | 0 |  |  |  |  | 4 |  |  |  |  | DPR under preparation | DPR under preparation
35.9 | refurbishment of qtrs by strenthening structurein ABC ,DEF & New colony tps parli v | Scheme | Yet to be approved |  |  | 10 | [7 empty] | Recreation of colony residents |  |  |  |  | 0 |  |  |  | 5 | 5 | [7 empty] | 0% |  |  |  |  | 100% | [7 empty] | 0 |  |  |  |  | 10 |  |  |  |  | DPR under preparation | DPR under preparation
35.1 | Devolpment of garden and providing child friendly equiment in ABC ,DEF & New colony tps parli v | Scheme | Yet to be approved |  |  | 4 | [7 empty] | Recreation of colony residents |  |  |  |  | 0 |  |  |  | 2 | 2 | [7 empty] | 0% |  |  |  |  | 100% | [7 empty] | 0 |  |  |  |  | 4 |  |  |  |  | DPR under preparation | DPR under preparation
36 | CHP improvement schemes at 2 x 250 MW Unit | [17 empty] | 0 | [12 empty] | 0% | [12 empty] | 0 | [9 empty] | DPR under preparation | DPR under preparation
36.1 | CHP improvement schemes at 2 x 250 MW Unit |  |  |  |  | 25 | [12 empty] | 0 |  |  |  | 0 | 25 | [7 empty] | 0% | [12 empty] | 0 |  |  |  |  | 25 |  |  |  |  | DPR under preparation | DPR under preparation
37 | Flexible Operation work at U#6,7 |  | Yet to be approved | [15 empty] | 0 | [12 empty] | 0% | [12 empty] | 0 | [9 empty] | DPR under preparation | DPR under preparation
37.1 | Flexible Operation work at U#6,7 | Scheme | Yet to be approved |  |  | 28 | [7 empty] | The benefits expected by implementation of above schemes under this Non DPR Scheme are as below:  To prepare the Unit operation for CEA flexible operation statutory norms of achieving 40% Technical Minimum Loading as below;  Ramp up and down rate at 3% / minute (within 70% to 100% TMCR operating range) with operator intervention for mills cut in/out (Minimum 5 min duration in one ramp).  Ramp up and down rate at 2% / minute (within 55% to 70% TMCR operating range) with operator intervention for mills cut in/out (Minimum 5 min duration in one ramp).  Ramp up and down rate at 1% / minute (within 40% to 55% TMCR operating range) with operator intervention for mills cut in/out (Minimum 5 min duration in one ramp).  Minimize the DSM charges |  |  |  |  | 0 | [6 empty] | 28 | [5 empty] | 0% | [6 empty] | 100% | [5 empty] | 0 | [6 empty] | 28 |  |  | DPR under preparation | DPR under preparation
[19 empty] | 0 | [12 empty] | 0% | [12 empty] | 0
[15 empty] | 0 | 0 | 0 | 0 | 0 | 0 | 0 | [10 empty] | 0% | [8 empty] | 0 | 0 | 0 | 0 | 0
D | Non-DPR Schemes | [17 empty] | 0 | [12 empty] | 0% | [12 empty] | 0 | 0 | 0 | 0
1 | SWAS Upgradation at U#6 NPTPS Parli-V | Non-DPR | N.A. | [7 empty] | 19.02.2021 | 31.03.2022 | 30.03.2022 | SWAS system analyzers are old and it’s spares are not available and system found upgraded,hence for best water chemistry analysis and on line availability of SWAS parameters ,systems at U#6 of NPTPS Parli-V needs upgradation. | 0 | 0 | 0 | 2.2391 | 2.2391 | 0 | 0 | 0 | [9 empty] | 0% | [8 empty] | 0 | 0 | 0 | 2.2391 | 2.2391 |  | 0 | 0 | [6 empty] | Work completed | Capitalised |  | 30.03.2022
2 | Procurement of electro-machanical vibrating feeder at CHP NPTPS 6,7 | Non-DPR | N.A. | [7 empty] | 28.12.2020 | 31.03.2022 | 31.03.2022 | Increase in Reliability and availability of conveyors. Reduction in maintenance cost. Reduction in demurrages charges. | 0 | 0 | 0 | 0.89293 | 0.89293 | 0 | 0 | 0 | [9 empty] | 0% | [8 empty] | 0 | 0 | 0 | 0.89293 | 0.89293 |  | 0 | 0 | [6 empty] | Work completed | Capitalised |  | 31.03.2022
3 | erection, commissioning of 6.6kv/33kv switch yard & shifting of 2x7.5 MVA 6.6/33KV transformer from 210 MW to proposed switch yard for 33KV supply feeder to Khadka naikota at NPTPS Parli-V. | Non-DPR | N.A. | [6 empty] | 02.03.2021 | 11.03.2021 |  |  | The 33 kv feeder to River water is through unit 3, 210 MW Station Transformer feeder.Now the old 210 MW units are auctioned and needs to be shifted from NPTPS unit 6,7 & 8. | 0 | 0 | 0 | 1.2893 | 1.2893 | 0.91 | 0 | 0 | [9 empty] | 0% | 100% | [7 empty] | 0 | 0 | 0 | 0 | 0 | 2.1993 | 0 | 0 | [6 empty] | Work completed | Capitalised
4 | IDC | [17 empty] | 0 | 0.007222 | [11 empty] | 0% | [12 empty] | 0 | 0.007222 | [9 empty] | Capitalised
5 | Non-DPR scheme "Design, Supply, Installation & Commissioning of High performance Energy Chain System for Stacker reclaimer, Shuttle Conveyors at U-6/7 CHP NPTPS – PARLI-Vaijnath.” | Non-DPR | N.A. | [7 empty] | 04.05.2021 | 31.03.2022 | 31.03.2022 | Increase in Reliability and availability of Plant. Reduction in maintenance cost. Reduction in demurrages charges. | 0 | 0 | 0 | 2.8639 | 2.8639 | 0 | 0 | 0 | [9 empty] | 0% | [8 empty] | 0 | 0 | 0 | 2.8639 | 2.8639 | 0 | 0 | 0 | [6 empty] | Work completed | Capitalised |  | 31.03.2022 | 10000000
6 | Refurbishment of Existing M/s Atlas Copco Make Air Compressors at Unit 7 Parli TPS | Non-DPR | N.A. | [6 empty] | 01.03.2023 | 01.03.2023 | 31.03.2023 | 31.03.2023 | Availability of coal mill. No generation loss due to coal mill non availability. Regular preventive maintenance of all three mill of unit. Reduce oil consumption. | 0 | 0 | 0 | 0 | 0 | 2.9532 | [11 empty] | 0% | 100% | [7 empty] | 0 | 0 | 0 | 0 | 0 | 2.9532 | 0 | 0 | 0 | 0 | 0 | 0 | 0 |  | Work completed | Capitalised
7 | Procurement of Fire Extinguisher | Non-DPR | N.A. | [11 empty] | 0 | 0 | 0 | 0 | 0 | 0 | 0.68 | 0 | 0 | 0 | 0 | 0 | 0 |  |  |  |  | 0% |  |  | 100% | [5 empty] | 0 | 0 | 0 | 0 | 0 | 0 | 0 | 0.6783 | 0 | 0 | 0 | 0 | 0 |  | WCR done in FY 24-25 | WIP
8 | Non DPR For Supply, Erection & Commissioning, Testing of Coal Flow Management system for Coal Bunker at CHP NPTPS U-6. | Non-DPR | N.A. | [6 empty] | 26.04.2024 |  | 31.03.2025 |  | 1. Reduction in operational and maintenance cost. 2. Reduction in Coal Handling Plant downtime. 3. Reduction in wear&tear of bunker liners. 4. Reduction in downtime of coal feeders. 5. Improvement in coal flow in rainy season. 6. Maximum utilization coal Bunkers. | 0 | 0 | 0 | 0 | 0 | 0 | 0 | 2.972 | 0 | 0 | 0 | 0 | 0 |  |  |  |  | 0% |  |  | 100% | [5 empty] | 0 | 0 | 0 | 0 | 0 | 0 | 0 | 2.972 | 0 | 0 | 0 | 0 | 0 |  | Administrative approval received 26/04/24. PR no.1100159283 Initiated & at pre-audit stage | WIP
9 | Non DPR for Supply & Installation of Coal Handling Plant critical equipment Major Spares like Wagon Tippler and Conveyors at CHP U6/7 ,T.P.S.Parli. | Non-DPR | N.A. | [6 empty] | 26.04.2024 |  | 31.03.2025 |  | Maximum Coal Handling Plant availability Faster coal wagon Unloading Reliability will be improved. System outages will be reduced. Unloading outages will be reduced. Reduction in auxiliary consumption Reduction in breakdown time Electrical accidents due to short circuits and flashover will reduce. | 0 | 0 | 0 | 0 | 0 | 0 | 0 | 2.79 | 0 | 0 | 0 | 0 | 0 |  |  |  |  | 0% |  |  | 100% | [5 empty] | 0 | 0 | 0 | 0 | 0 | 0 | 0 | 2.79 | 0 | 0 | 0 | 0 | 0 |  | Administrative approval received 26/04/24. PR No.1100158591, 1100158592 initiated & at scrutiny. | WIP
10 | Design,Manufacture ,Supply & Installation of Banana pattern and Modular chutes for various Conveyor discharge areas at CHP U 6/7,TPS Parli. | Non-DPR | N.A. | [6 empty] | 27.06.2024 |  | 31.03.2025 |  | Reduction in conveyor stream outages. Reduction in maintenance cost. Reduction in cleaning problems. Improvement in performance of unloading & reduction in generation loss. Maximum Coal Handling Plant availability Demurrage charges will be reduced. | 0 | 0 | 0 | 0 | 0 | 0 | 0 | 2.94 |  | 0 | 0 | 0 | 0 |  |  |  |  | 0% |  |  | 100% | [5 empty] | 0 | 0 | 0 | 0 | 0 | 0 | 0 | 2.94 | 0 | 0 | 0 | 0 | 0 |  | Administrative approval received 27/06/2024. PR at Scrutiny | WIP
11 | Refrigeration Compressed Air Dryer at TM & AHP, U#6,7 Parli TPS | [12 empty] |  The air dryer removes the moisture, preventing damage to the sensitive instruments and ensuring reliable operation  The air dryer helps to maintain the desired dew point, which is the temperature at which water vapor in the air starts to condense, ensuring that the air is sufficiently dry.  Dry, clean air improves the reliability and efficiency of the pneumatic instruments and controls in the thermal power plant.  The air dryer safeguards these components by providing a reliable supply of dry, clean air, extending their lifespan and preventing premature failures.  The air dryer contributes to the overall stability and accuracy of the plant's control systems, ensuring better process control and optimization.  This, in turn, leads to increased plant availability, reduced downtime, and improved overall operational efficiency. | [7 empty] | 1.57 | [9 empty] | 0% |  |  | 100% | [12 empty] | 1.57 | [6 empty] | Non-DPR at HO for approval. | WIP
12 | General Asset | [14 empty] | 0.82397 | 0.197 | 0.89769 | 1.9187 | 0.72073 | 0 | 0.82 | 0.31 | 0.31 | 0.31 | 0.31 | 0.31 |  |  |  |  | 0% | [9 empty] | 0.71897 | 0.23699 | 0.86461 | 1.8206 | 0.56 | 0.098087 | 0.8168 | 0.31 | 0.31 | 0.31 | 0.31 | 0.31 |  |  | Capitalised
| Total | [13 empty] | 277.8522 | 21.3934 | 33.2884 | 81.3189 | 413.8529 | 22.0631 | 27.2667 | 194.253 | 558.7983 | 548.5 | 226.4 | 237.61 | 73.08 | [13 empty] | 102.7622 | 53.6406 | 26.4113 | 63.3941 | 246.2083 | 34.3214 | 7.8648 | 181.0114 | 463.6783 | 479 | 165.9 | 512.61 | 73.08 | 2.53
[14 empty] | Unit 67 | [31 empty] | 5.7197 | 0.098087 | 11.7671
Unit 8
Total
TB
Diff
WIP
TB
Diff Reco Items for Mar 19 As below
Reconciliation Items in Mar 2019 WIP
[13 empty] | 1939-09-13 | chloronation plant
[13 empty] | 1939-09-13 | Coal mill CMRHS for stageii in 2011-12
[13 empty] | 1939-09-13 | Repl. of BFP Cartridge
[13 empty] | 1939-09-13 | REPLACEMENT OF ECONOMISER COIL
[13 empty] | 1939-09-13 | REPLACEMENT OF LTSH COIL
[13 empty] | 1939-09-13 | Work of Admin building
Formulas:
Approved Start Date = IF([MERC Approval Date]=0,"-",[MERC Approval Date])
Date of Submission = [Date of Submission, row above]
MERC Approval Date = IF([MERC Approval Date, row above]=0,"-",[MERC Approval Date, row above])
MERC Approval Date = [MERC Approval Date, row above]
Note on M4: SSP-RCD As per the implementation plan submitted in the DPR/ Approved by MERC

## F4.3
MSPGCL: Parli 6-7
MTR Petition Formats - Generation
| Project Details | Form 4.3: Capital Work-in-progress - Project-wise details | [9 empty] | (Rs. Crore)
Sr. No. | Project Code | MERC Approval No. | MERC Approval Date | Approved Project Cost | Cumulative Expenditure Incurred till beginning of the Year | Capital Expenditure Capitalised | Opening CWIP | Investment during the year | Capitalization |  |  |  | Closing CWIP
[9 empty] | Works Capitalised | Interest Capitalised | Expenses Capitalised | Total Capitalisation |  | Allowable Capitalisation | Probable Disallowance
FY 2022-23
A | DPR Schemes
(i) Submitted to MERC
6 | Arrangement for permanent water supply scheme for Parli TPS from Majalgaon Dam through Majalgaon Lift Irrigation scheme (Loni / Savangi) | MERC/TECH 1/CAPEX/20122013/00500 | 2013-05-27 | 199.86 | 142 | 0 | 142 | 0 | 0 |  |  | 0 | 142 | 0 | 0
9 | Procurement of 250 MW spare HPT Module, IPT Module & LPT Rotor of New Parli TPS | MERC/TECH 1/CAPEX/20142015/00362 | 2014-05-20 | 22.0591 | 0 | 0 | 0 | 0 | 0 |  |  | 0 | 0 | 0 | 0
9.1 | HP Module | MERC/TECH 1/CAPEX/20142015/00362 | 2014-05-20 | 22.0591 | 21.53 | 21.53 | 0 | 0 | 0 |  |  | 0 | 0 | 0 | 0
9.2 | IP Module | MERC/TECH 1/CAPEX/20142015/00362 | 2014-05-20 | 21.3598 | 20.62 | 20.62 | 0 | 0 | 0 |  |  | 0 | 0 | 0 | 0
9.3 | LP Rotor | MERC/TECH 1/CAPEX/20142015/00362 | 2014-05-20 | 38.7247 | 38.72 | 38.72 | 0 | 0 | 0 |  |  | 0 | 0 | 0 | 0
0 | IDC | MERC/TECH 1/CAPEX/20142015/00362 | 2014-05-20 | 0 | 0 | 0 | 0 | 0 | 0 |  |  | 0 | 0 | 0 | 0
10 | Procurement of 315 MVA Spare GTR for 250 MW sets at New Parli & New Paras TPS | MERC/TECH 1/CAPEX/20142015/001 | 2014-10-01 | 11.32 | 0 | 0 | 0 | 0 | 0 |  |  | 0 | 0 | 0 | 0
10.1 | Procurement of 250 MVA Spare GTR | MERC/TECH 1/CAPEX/20142015/001 | 2014-10-01 | 11.32 | 13.4 | 13.4 | 0 | 0 | 0 |  |  | 0 | 0 | 0 | 0
13 | Construction of Concrete Roads & Spare Generator Transformer Foundation at Parli TPS | MERC/CAPEX/20162017/01172 | 2016-12-09 | 16.85 | 0 | 0 | 0 | 0 | 0 |  |  | 0 | 0 | 0 | 0
13.1 | Construction of concrete road from Gangakhed road to entrance of unit no.6,7 at NPTPS Parli V. | MERC/CAPEX/20162017/01172 | 2016-12-09 | 7.02 | 6.8552 | 6.8552 | 0 | 0 | 0 |  |  | 0 | 0 | 0 | 0
13.2 | Construction of internal concrete roads within premises of Unit 6 and 7. | MERC/CAPEX/20162017/01172 | 2016-12-09 | 7.55 | 5.9636 | 5.9636 | 0 | 0 | 0 |  |  | 0 | 0 | 0 | 0
13.3 | Construction of spare generator transformer foundation of Unit No. 6,7 at NPTPS Parli-V & Paras TPS | MERC/CAPEX/20162017/01172 | 2016-12-09 | 1.48 | 1.2848 | 1.2848 | 0 | 0 | 0 |  |  | 0 | 0 | 0 | 0
0 | IDC | MERC/CAPEX/20162017/01172 | 2016-12-09 | 0.8 | 0 | 0 | 0 | 0 | 0 |  |  | 0 | 0 | 0 | 0
14 | Procurement of battery breakers and weigh bridge for Parli Unit 6 & 7 | MERC/CAPEX/20172018/4711 | 2017-11-16 | 18.28 | 0 | 0 | 0 | 0 | 0 |  |  | 0 | 0 | 0 | 0
14.1 | Replacement of 220V station batteries, 360V UPS batteries, 24V DCS batteries , 360V UPS AHP batteries at U6 & U7 NPTPS | MERC/CAPEX/20172018/4711 | 2017-11-16 | 15.08 | 14.4773 | 14.4773 | 0 | 0 | 0 |  |  | 0 | 0 | 0 | 0
14.2 | Installation of Pit less weighbridge of 100 MT capacity. | MERC/CAPEX/20172018/4711 | 2017-11-16 | 0.3 | 0.29736 | 0.29736 | 0 | 0 | 0 |  |  | 0 | 0 | 0 | 0
14.3 | Procurement of SF 6 Generator Circuit Breaker Type- FKG1X | MERC/CAPEX/20172018/4711 | 2017-11-16 | 2.46 | 0 | 0 | 0 | 0 | 0 |  |  | 0 | 0 | 0 | 0
14.4 | Procurement of spare VCB’s trolleys. | MERC/CAPEX/20172018/4711 | 2017-11-16 | 0.31 | 0.50571 | 0.50571 | 0 | 0 | 0 |  |  | 0 | 0 | 0 | 0
0 | IDC | MERC/CAPEX/20172018/4711 | 2017-11-16 | 0.13 | 0 | 0 | 0 | 0 | 0 |  |  | 0 | 0 | 0 | 0
15 | First raising of ash bund from 426 Mtr. To 432 Mtr. Of Dautpur Ash Bund No. 2 for Unit No. 4, 6, 7 & 8 at Parli TPS. | MERC/CAPEX/20172018/4703 | 2017-11-16 | 45.5248 | 0 | 0 | 0 | 0 | 0 |  |  | 0 | 0 | 0 | 0
15.1 | First raising of ash bund from 426 Mtr. To 432 Mtr. Of Dautpur Ash Bund No. 2 for Unit No. 4, 6, 7 & 8 at Parli TPS. | MERC/CAPEX/20172018/4703 | 2017-11-16 | 44.1548 | 43.0947 | 43.0947 | 0 | 0 | 0 |  |  | 0 | 0 | 0 | 0
0 | IDC | MERC/CAPEX/20172018/4703 | 2017-11-16 | 1.37 | 0 | 0 | 0 | 0 | 0 |  |  | 0 | 0 | 0 | 0
16 | Renovation works of colony at Parli TPS | MERC/CAPEX/2018-2019/065 | 2019-03-05 | 13.1481 | 0 | 0 | 0 | 0 | 0 |  |  | 0 | 0 | 0 | 0
16.1 | Colony Renovation / Garden and relation works | MERC/CAPEX/2018-2019/065 | 2019-03-05 | 8.0503 | 5.6193 | 5.6193 | 0 | 0 | 0 |  |  | 0 | 0 | 0 | 0
16.2 | Colony Road work | MERC/CAPEX/2018-2019/065 | 2019-03-05 | 2.3051 | 2.0084 | 2.0084 | 0 | 0 | 0 |  |  | 0 | 0 | 0 | 0
16.3 | Colony Water supply, Sanitary and drinage line work | MERC/CAPEX/2018-2019/065 | 2019-03-05 | 2.7927 | 0.16153 | 0.16153 | 0 | 0.0029588 | 0.0029588 |  |  | 0.0029588 | 0 | 0.0029588 | 0
16.4 | Mangal Karyalaya and Community Hall work | MERC/CAPEX/2018-2019/065 | 2019-03-05 | 0 | 0 | 0 | 0 | 0 | 0 |  |  | 0 | 0 | 0 | 0
16.5 | Other Civil works | MERC/CAPEX/2018-2019/065 | 2019-03-05 | 0 | 0 | 0 | 0 | 0 | 0 |  |  | 0 | 0 | 0 | 0
17 | Various Civil Schemes at Parli TPS | MERC/CAPEX/20182019/020 | 2019-01-16 | 11.9987 | 0 | 0 | 0 | 0 | 0 |  |  | 0 | 0 | 0 | 0
17.1 | Repair work of Khadka road from Sangam T point TPS compound wall to Khadka pump house by providing and laying GSB and bituminous macadam surface on existing road at TPS Parli V | MERC/CAPEX/20182019/020 | 2019-01-16 | 6.1933 | 5.2883 | 5.2883 | 0 | 0.35765 | 0.35765 |  |  | 0.35765 | 0 | 0.35765 | 0
17.2 | Replacement of old A.C. / G.I. Sheets by new C.G.I. Sheets at Unit 4 and 5 TPS Parli Vaijnath | MERC/CAPEX/20182019/020 | 2019-01-16 | 0.38584 | 0.28061 | 0.28061 | 0 | 0 | 0 |  |  | 0 | 0 | 0 | 0
17.3 | Water supply pipe line from Way bridge to chummery gate at Old Power House premises TPS Parli Vaijnath | MERC/CAPEX/20182019/020 | 2019-01-16 | 1.4908 | 0 | 0 | 0 | 0 | 0 |  |  | 0 | 0 | 0 | 0
17.4 | Providing and fixing colour coated sheets for roofing and cladding of Major Store godowns (3 Nos.) at NPTPS Parli Vaijnath. | MERC/CAPEX/20182019/020 | 2019-01-16 | 0.32053 | 0.23293 | 0.23293 | 0 | 0 | 0 |  |  | 0 | 0 | 0 | 0
17.5 | Development of Major store unloading yard by providing RCC grade slab in unit 6 & 7 premises at NPTPS Parli V. | MERC/CAPEX/20182019/020 | 2019-01-16 | 2.7334 | 0 | 0 | 0 | 0 | 0 |  |  | 0 | 0 | 0 | 0
17.6 | Work of painting to service building, Main plant building and various Auxillarey buildings of unit No. 6&7 at New Parli Thermal Power Station. | MERC/CAPEX/20182019/020 | 2019-01-16 | 0.58999 | 0.43154 | 0.43154 | 0 | 0 | 0 |  |  | 0 | 0 | 0 | 0
17.6 | Construction of RCC cabins at various locations in unit No.6&7 premises at NPTPS Parli - V. | MERC/CAPEX/20182019/020 | 2019-01-16 | 0.28481 | 0.20461 | 0.20461 | 0 | 0 | 0 |  |  | 0 | 0 | 0 | 0
0 | IDC | MERC/CAPEX/20182019/020 | 2019-01-16 | 0 | 0 | 0 | 0 | 0 | 0 |  |  | 0 | 0 | 0 | 0
18 | Procurement & replacement of complete set of Economizer and LTSH upper & lower coils of Unit No. 6 & 7 at Parli TPS | MERC/CAPEX/2019-2020/419 | 2019-07-26 | 22.72 | 0 | 0 | 0 | 0 | 0 |  |  | 0 | 0 | 0 | 0
18.1 | Procurement & replacement of complete set of economizer upper & lower bank coils of Unit No. 6 | MERC/CAPEX/2019-2020/419 | 2019-07-26 | 10.6 | 8.7955 | 0 | 8.7955 | 0 | 0 |  |  | 0 | 8.7955 | 0 | 0
18.2 | Procurement & replacement of complete set of LTSH upper & lower bank coils for Parli TPS unit-7 | MERC/CAPEX/2019-2020/419 | 2019-07-26 | 10.6 | 8.7955 | 0 | 8.7955 | 3.53 | 12.3284 |  |  | 12.3284 | -0.0028903 | 10.6 | 1.7284
0 | IDC | MERC/CAPEX/2019-2020/419 | 2019-07-26 | 1.52 | 0 | 0 | 0 | 0.81067 | 0.81066 |  |  | 0.81066 | 5.28e-06 | 0.81066 | 0
19 | Schemes related to enhance the performance of Coal Handling Plant (2 x 250 MW) at Parli TPS | MERC/CAPEX/2019-2020/451 | 2019-07-30 | 10.72 | 0 | 0 | 0 | 0 | 0 |  |  | 0 | 0 | 0 | 0
19.1 | Procurement of 02 Nos. of BD155 Bulldozers for Parli TPS | MERC/CAPEX/2019-2020/451 | 2019-07-30 | 3.93 | 4.3293 | 4.3293 | 0 | 0 | 0 |  |  | 0 | 0 | 0 | 0
19.2 | Procurement of 02 Nos. of Locomotives(800 HP) for Parli TPS | MERC/CAPEX/2019-2020/451 | 2019-07-30 | 6.25 | 6.4416 | 6.4416 | 0 | 0 | 0 |  |  | 0 | 0 | 0 | 0
0 | IDC | MERC/CAPEX/2019-2020/451 | 2019-07-30 | 0.54 | 0 | 0 | 0 | 0 | 0 |  |  | 0 | 0 | 0 | 0
20 | Procurement of Energy Efficient Cartridges of boiler Feed Pumps at Unit # 6 & 7, Girth Gear, Pinion for BBD-4772 Coal Mills & Procurement, Installation, Commissioning of Variable Frequency Drive for Gravimetric Coal Feeders (2X250MW) at Parli TPS | MERC/CAPEX/2019-2020/476, MERC/CAPEX/2019-2020/858 | 01-08-2019, 10-10-2019 | 21.26 | 0 | 0 | 0 | 0 | 0 |  |  | 0 | 0 | 0 | 0
20.1 | Procurement & replacement of complete BFP Cartridge for advance class pump model FK-3B-40. | MERC/CAPEX/2019-2020/476, MERC/CAPEX/2019-2020/858 | 01-08-2019, 10-10-2019 | 14.39 | 14.1187 | 14.1187 | 0 | 0 | 0 |  |  | 0 | 0 | 0 | 0
20.2 | Procurement of girth gear pinion for BBD-4772 coal mill at Parli TPS & Work Cost for replacement of girth gear, pinion shaft bearing. | 0 | Not Approved | 0 | 0 | 0 | 0 | 0 | 0 |  |  | 0 | 0 | 0 | 0
20.3 | Procurement of VFD up-grade kit for replacement of existing Eddy current clutch drive system. | MERC/CAPEX/2019-2020/476, MERC/CAPEX/2019-2020/858 | 01-08-2019, 10-10-2019 | 5.94 | 5.9323 | 0 | 5.9323 | 0 | 5.9323 |  |  | 5.9323 | 0 | 5.9323 | 0
20.4 | Supervision of Installation, erection and commissioning for DT-9 & VFD Upgrade system inclusive of travel charges Boarding and lodging. | MERC/CAPEX/2019-2020/476, MERC/CAPEX/2019-2020/858 | 01-08-2019, 10-10-2019 | 0.29 | 0 | 0 | 0 | 0.2832 | 0.2832 |  |  | 0.2832 | 0 | 0.2832 | 0
0 | IDC | MERC/CAPEX/2019-2020/476, MERC/CAPEX/2019-2020/858 | 01-08-2019, 10-10-2019 | 0.64 | 0 | 0 | 0 | 0.51658 | 0.51658 |  |  | 0.51658 | 0 | 0.51658 | 0
21 | HMI up-gradation of DCS U-6 & U-7 and Procurement of Assemblies for Reducer Gear box SZN-630 & SBN-630 for BBD-4772 (2 x 250 MW) coal mills at Parli TPS | MERC/CAPEX/2019-2020/854 | 2019-10-10 | 13.2 | 0 | 0 | 0 | 0 | 0 |  |  | 0 | 0 | 0 | 0
21.1 | Up gradation of MaxDNA DCS system (HMI Up gradation). | MERC/CAPEX/2019-2020/854 | 2019-10-10 | 10.49 | 0 | 0 | 0 | 9.06 | 4.7251 |  |  | 4.7251 | 4.3349 | 4.7251 | 0
0 | IDC | 0 | - | 0 | 0 | 0 | 0 | 0.2009 | 0.2009 |  |  | 0.2009 | 0
21.2 | Procurement of Spares for Reducer Gear box SZN-630 for BBD-4772 Coal mills of 250MW at Unit 6 | MERC/CAPEX/2019-2020/854 | 2019-10-10 | 1.01 | 0 | 0 | 0 | 1.0442 | 1.0442 |  |  | 1.0442 | 0 | 1.01 | 0.03423
21.3 | Procurement of Spares for Reducer Gear box SBN-630 for BBD-4772 Coal mills of 250MW at Unit 7 | MERC/CAPEX/2019-2020/854 | 2019-10-10 | 1.7 | 0 | 0 | 0 | 1.6232 | 1.6232 |  |  | 1.6232 | 0 | 1.6232 | 0
0 | IDC | MERC/CAPEX/2019-2020/854 | 2019-10-10 | 0 | 0 | 0 | 0 | 0 | 0 |  |  | 0 | 0 | 0 | 0
22 | Flue Gas Desulphurization (FGD) System at Unit 6 & 7 Parli TPS | MERC/CAPEX/2021-2022/0284 | 2022-06-27 | 145.0169 | 0 | 0 | 0 | 0 | 0 |  |  | 0 | 0 | 0 | 0
22.1 | Flue Gas Desulphurization (FGD) System at Unit 6 & 7 Parli TPS | MERC/CAPEX/2021-2022/0284 | 2022-06-27 | 138.44 | 0 | 0 | 0 | 0 | 0 |  |  | 0 | 0 | 0 | 0
0 | IDC | MERC/CAPEX/2021-2022/0284 | 2022-06-27 | 6.5769 | 0 | 0 | 0 | 0 | 0 |  |  | 0 | 0 | 0 | 0
HO DPR-5 | Procurement of energy efficient HT motors at Bhusawal TPS, Koradi TPS, Chandrapur TPS, khaperkheda TPS, Parli TPS & Paras TPS as insurance spares | MERC/TECH 1/CAPEX/20142015/01218 | 2014-11-25 | 3.05 | 0 | 0 | 0 | 0 | 0 |  |  | 0 | 0 | 0 | 0
HO DPR-5a | Parli: Procurement of HT Motors (CHP-I Phase and CEP/CW/ACW-II Phase)for NPTPS U-6&7 | MERC/TECH 1/CAPEX/20142015/01218 | 2014-11-25 | 3.05 | 1.4099 | 0.67594 | 0.73396 | 0 | 0.73396 |  |  | 0.73396 | 0 | 0.73396 | 0
HO DPR-6 | Supply, Installation, Commissioning and Operation & Maintenance Services of Continuous Ambient Air Quality Monitoring Stations (CAAQMS) at various TPS | MERC/CAPEX/20162017/00423 | 2016-08-03 | 1.3258 | 0 | 0 | 0 | 0 | 0 |  |  | 0 | 0 | 0 | 0
HO DPR-6a | NEW PARLI (U-6 & 7) | MERC/CAPEX/20162017/00423 | 2016-08-03 | 1.3258 | 0.9384 | 0.9384 | 0 | 0.002875 | 0.002875 |  |  | 0.002875 | 0 | 0.002875 | 0
0 | IDC | 0 | - | 0 | 0 | 0 | 0 | 0.039604 | 0.039604 |  |  | 0.039604 | 0
HO DPR 7 | Installation of Real Time Online Coal-Ash Analyzer at various TPS | MERC/CAPEX/20162017/00774 | 2016-09-30 | 7.0966 | 0 | 0 | 0 | 0 | 0 |  |  | 0 | 0 | 0 | 0
HO DPR 7a | NEW PARLI (U-6 & 7) | MERC/CAPEX/20162017/00774 | 2016-09-30 | 7.0966 | 0 | 0 | 0 | 0 | 0 |  |  | 0 | 0 | 0 | 0
HO DPR 8 | Replacement of Fire Tenders at Various Power Stations of Mahagenco | MERC/CAPEX/20172018/4653 | 2017-11-13 | 3.97 | 0 | 0 | 0 | 0 | 0 |  |  | 0 | 0 | 0 | 0
HO DPR 8.1 | Advance Multipurpose Fire Tender for Parli 6-7 | MERC/CAPEX/20172018/4653 | 2017-11-13 | 2.72 | 1.7765 | 1.7765 | 0 | 0 | 0 |  |  | 0 | 0 | 0 | 0
HO DPR 8.2 | Normal Multipurpose Fire Tender Parli 6-7 | MERC/CAPEX/20172018/4653 | 2017-11-13 | 1.25 | 0 | 0 | 0 | 0 | 0 |  |  | 0 | 0 | 0 | 0
0 | IDC | MERC/CAPEX/20172018/4653 | 2017-11-13 | 0 | 0 | 0 | 0 | 0 | 0 |  |  | 0 | 0 | 0 | 0
HO DPR 10 | Implementation of IB recommendations- Civil works at various TPS of Mahagenco | MERC/CAPEX/20172018/0177 | 2018-02-06 | 2.36 | 0 | 0 | 0 | 0 | 0 |  |  | 0 | 0 | 0 | 0
HO DPR 10a | NEW PARLI (U-6 & 7) | MERC/CAPEX/20172018/0177 | 2018-02-06 | 2.36 | 1.585 | 1.585 | 0 | 0 | 0 |  |  | 0 | 0 | 0 | 0
HO DPR 15 | Procurement & Replacement of Complete Sets of Air Pre-heater Baskets at Nashik, Parli & Chandrapur TPS of Mahagenco | MERC/CAPEX/2019-2020/643 | 2019-08-26 | 2.12 | 0 | 0 | 0 | 0 | 0 |  |  | 0 | 0 | 0 | 0
HO DPR 15a | Procurement and Replacement of Complete sets of assembly of baskets for air preheater of type tri-sector APH 27 VI(T) 74” in NTPS unit no. 4 & 5 (210MW). (2 Sets Per Unit) | MERC/CAPEX/2019-2020/643 | 2019-08-26 | 2.12 | 2.458 | 2.458 | 0 | 0 | 0 |  |  | 0 | 0 | 0 | 0
HO DPR 16 | Construction of new Administrative Building for Mahagenco at Vidyut Bhawan, Katol Road, Nagpur | MERC/CAPEX/2021-2022/MSPGCL/063 | 2022-02-12 | 57 | 0 | 0 | 0 | 0 | 0 |  |  | 0 | 0
HO DPR 16.1 | Construction of new Administrative Building for Mahagenco at Vidyut Bhawan, Katol Road, Nagpur | MERC/CAPEX/2021-2022/MSPGCL/063 | 2022-02-12 | 54.24 | 0 | 0 | 0 | 0 | 0 |  |  | 0 | 0
0 | IDC | MERC/CAPEX/2021-2022/MSPGCL/063 | 2022-02-12 | 2.76 | 0 | 0 | 0 | 0 | 0 |  |  | 0 | 0
HO DPR 17 | Centralized Monitoring Solution | MERC/CAPEX/MSPGCL/2023-24/0576 | 2023-11-02 | 69.309 | 0 | 0 | 0 | 0 | 0 |  |  | 0 | 0
HO DPR 17.1 | Centralized Monitoring Solution | MERC/CAPEX/MSPGCL/2023-24/0576 | 2023-11-02 | 66.009 | 0 | 0 | 0 | 0 | 0 |  |  | 0 | 0
0 | IDC | MERC/CAPEX/MSPGCL/2023-24/0576 | 2023-11-02 | 3.3 | 0 | 0 | 0 | 0 | 0 |  |  | 0 | 0
23 | Coal Handling Plant Environment Improvement Schemes at U-6&7 CHP (2X250MW) Parli TPS | Yet to be approve | - | 0 | 0 | 0 | 0 | 0 | 0 |  |  | 0 | 0 | 0 | 0
23.1 | Scheme-1: Design, Engineering, Manufacturing, Supply, Installation and Commissioning of Dedusting System ( Dust Extraction System) for Crusher House and Bunker House at Unit -6 & 7 at CHP Parli TPS. | Yet to be approve | - | 0 | 0 | 0 | 0 | 0 | 0 |  |  | 0 | 0 | 0 | 0
23.2 | Scheme-2: Supply, Installation, Erection & Commissioning of medium velocity water spray dust suppression system at CHP U-6/7 coal yard Crusher house & Link Conveyor at Parli TPS. | Yet to be approve | - | 0 | 0 | 0 | 0 | 0 | 0 |  |  | 0 | 0 | 0 | 0
23.3 | Scheme-3: Supply, Installation, Commissioning of Fire Hydrant & Spray line above ground around stacker yard and crusher house, wagon tippler through conveyor belt with DV & DV Shed at CHP U-6/7. | Yet to be approve | - | 0 | 0 | 0 | 0 | 0 | 0 |  |  | 0 | 0 | 0 | 0
23.4 | Scheme-4: Design, Manufacturing, Supply, Erection and Commissioning of DRY FOG Dust Suppression system at Wagon Tippler, Conveyor Belt Transfer point at U-6/7 CHP Parli TPS. | Yet to be approve | - | 0 | 0 | 0 | 0 | 0 | 0 |  |  | 0 | 0 | 0 | 0
0 | IDC | Yet to be approve | - | 0 | 0 | 0 | 0 | 0 | 0 |  |  | 0 | 0 | 0 | 0
24 | Coal Mill Performance Improvement Schemes at U-6 & 7 (2 x 250 MW) Parli TPS | Yet to be approve | - | 0 | 0 | 0 | 0 | 0 | 0 |  |  | 0 | 0 | 0 | 0
24.1 | Scheme-1: Procurement And Replacement Of Internals For Reducer Gear Box Szn-630 & Sbn-630 for Bbd-4772 Coal Mills Of 250mw At Unit 6,7 Parli | Yet to be approve | - | 0 | 0 | 0 | 0 | 0 | 0 |  |  | 0 | 0 | 0 | 0
24.2 | Scheme-2: Supply, Replacement, Erection And Installation Of Foundation Deck Springs Assembly (Vibration Isolation System) For Bbd-4772 Coal Mill Of For 250mw Unit-6&7 At Parli Tps.. | Yet to be approve | - | 0 | 0 | 0 | 0 | 0 | 0 |  |  | 0 | 0 | 0 | 0
24.3 | Scheme-3: Procurement And Installation of Girth Gear And Pinion Of Coal Mill Bbd-4772 For Unit-6,7 At Parli TPS. | Yet to be approve | - | 0 | 0 | 0 | 0 | 0 | 0 |  |  | 0 | 0
24.4 | Scheme-4: Procurement And Installation of Drive Shaft Assembly Of Coal Mill BBD-4772 For Unit-6 ,7 At Parli TPS. | Yet to be approve | - | 0 | 0 | 0 | 0 | 0 | 0 |  |  | 0 | 0
24.5 | Scheme-5: Procurement And Replacement of Bearing Shell Liner For Bbd-4772 Coal Mills Of 250mw At Unit 6,7 Parli TPS. | Yet to be approve | - | 0 | 0 | 0 | 0 | 0 | 0 |  |  | 0 | 0
0 | IDC | Yet to be approve | - | 0 | 0 | 0 | 0 | 0 | 0 |  |  | 0 | 0
25 | Administrative building | Yet to be approved | - | 0 | 0 | 0 | 0 | 0 | 0 |  |  | 0 | 0
25.1 | Administrative building | Yet to be approved | - | 0 | 0 | 0 | 0 | 0 | 0 |  |  | 0 | 0
26 | DPR on Refurbishment of spare HPT module (Common pool item) at TM U#6,7 Parli TPS, Upgradation of Air Temperature Controlling system & Supply, Installation and commissioning of unit-6 air compressor & Upgradation of existing chiller AC plant for PCR,Service Building,VFD area at NPTPS Parli -V at TPS Parli -V | Yet to be approved | - | 0 | 0 | 0 | 0 | 0 | 0 |  |  | 0 | 0
26.1 | Refurbishment of spare HPT module (Common pool item) at TM U#6,7 Parli TPS | Yet to be approved | - | 0 | 0 | 0 | 0 | 0 | 0 |  |  | 0 | 0
26.2 | Design, Erection, Testing & Commissioning of Energy Efficient Air Washer (cooling) System at Unit 6&7 NPTPS, Parli-V. | Yet to be approved | - | 0 | 0 | 0 | 0 | 0 | 0 |  |  | 0 | 0
26.3 | Upgradation of reciprocating compressor into screw compressor at U#6 | Yet to be approved | - | 0 | 0 | 0 | 0 | 0 | 0 |  |  | 0 | 0
26.4 | Upgradation of existing chiller AC plant for PCR,Service Building,VFD area at NPTPS Parli -V | Yet to be approved | - | 0 | 0 | 0 | 0 | 0 | 0 |  |  | 0 | 0
0 | IDC | 0 | - | 0 | 0 | 0 | 0 | 0 | 0 |  |  | 0 | 0
Covid Related Work | U#6,7 Medical02 Oxygen Gr&Cyl Ozonization Plant501 | N.A. | - | 0 | 3.8414 | 3.8414 | 0 | 0 | 0 |  |  | 0 | 0
0 | 0 | 0 | - | 0 | 0 | 0 | 0 | 0 | 0 |  |  | 0 | 0
B | Asset received from Project of 6-7 | 0 | - | 0 | 0 | 0 | 0 | 0 | 0 |  |  | 0 | 0
1 | Enhanced Land Compensation LAR No-127/2003 | N.A. | - | 0 | 0.72651 | 0.72651 | 0 | 0 | 0 |  |  | 0 | 0
2 | Assets rec. from Project Boiler Plant and Equipments | N.A. | - | 0 | 14.2796 | 14.2796 | 0 | 0 | 0 |  |  | 0 | 0
3 | Assets rec. from Project & CivilBoiler Plant and Equipments | N.A. | - | 0 | 0.11889 | 0.11889 | 0 | 0 | 0 |  |  | 0 | 0
4 | Received from project 2010-11 - mechanical works o f Boiler Plant and Equipments | N.A. | - | 0 | 0.11889 | 0.11889 | 0 | 0 | 0 |  |  | 0 | 0
5 | Assets Received from project 2010-11 - Ash handling plant | N.A. | - | 0 | 0.076351 | 0.076351 | 0 | 0 | 0 |  |  | 0 | 0
6 | Bolero Jeep MH 19 AE 6941 | N.A. | - | 0 | 0.04236 | 0.04236 | 0 | 0 | 0 |  |  | 0 | 0
7 | Land owned under full title | N.A. | - | 0 | 0.60786 | 0.60786 | 0 | 0 | 0 |  |  | 0 | 0
8 | Assets rec. from Project & CivilBoiler Plant and Equipments | N.A. | - | 0 | 2.6343 | 2.6343 | 0 | 0 | 0 |  |  | 0 | 0
9 | Received from project 2010-11 - mechanical works o f Boiler Plant and Equipments | N.A. | - | 0 | 2.6343 | 2.6343 | 0 | 0 | 0 |  |  | 0 | 0
10 | Received from Project 2010-11 - Crane Hoising Equipment | N.A. | - | 0 | 0.012011 | 0.012011 | 0 | 0 | 0 |  |  | 0 | 0
11 | Enhancd Land CompnstnLarNo134/2003 Srvy No3Jlalp | 0 | - | 0 | 0 | 0 | 0 | 0 | 0 |  |  | 0 | 0
12 | Enhancd Land CompnstnLarNo273/2010Sangam Gat24,54, | 0 | - | 0 | 0 | 0 | 0 | 0 | 0 |  |  | 0 | 0
13 | Enhancd Land CompnstnLarNo273/2010Sangam Gat24,54, | 0 | - | 0 | 0 | 0 | 0 | 0 | 0 |  |  | 0 | 0
14 | Received from project 2010-11 - mechanical works of Boiler Plant and Equipments | 0 | - | 0 | 0 | 0 | 0 | 0 | 0 |  |  | 0 | 0
15 | Compnsn payment agst land acquired | 0 | - | 0 | 0 | 0 | 0 | 0 | 0 |  |  | 0 | 0
C | Yet to be submitted to MERC | 0 | - | 0 | 0 | 0 | 0 | 0 | 0 |  |  | 0 | 0
2 | Upgradation of PCAL to PADO upgradation Charger, UPS & upgradation of fast bus transfer scheme, Installation, Erection and Commissioning of Mill Fire Detection System at U#6,7, HT motors procurement & PLC upgradation. | Yet to be approved | - | 0 | 0 | 0 | 0 | 0 | 0 |  |  | 0 | 0
2.1 | Supply, Erection & Commissioning of 24 V,4500 AH Battery Charger at Unit 6&7,220 V,2500 AH Battery Charger at U-6&7, And110 V,400 AH Battery Charger at Khadka, Naikota Pump House, Parli Vaijnath. | Yet to be approved | - | 0 | 0 | 0 | 0 | 0 | 0 |  |  | 0 | 0
2.2 | Supply, Erection & Commissioning of 80 KVA UPS at U-6&7, Parli Vaijnath. | Yet to be approved | - | 0 | 0 | 0 | 0 | 0 | 0 |  |  | 0 | 0
2.3 | Up-gradation of BTS system at Unit 6 & 7 , Parli-Vaijnath. | Yet to be approved | - | 0 | 0 | 0 | 0 | 0 | 0 |  |  | 0 | 0
2.4 | Supply Installation, erection, and commissioning of Mill fire detection system at U# 6,7 NPTPS, Parli- V | Yet to be approved | - | 0 | 0 | 0 | 0 | 0 | 0 |  |  | 0 | 0
2.5 | Upgradation of Existing PCal System with Plant Performance Analysis Diagnostic and Optimization System (PADO) at Unit - 6,7 New Parli TPS, Parli-V. | Yet to be approved | - | 0 | 0 | 0 | 0 | 0 | 0 |  |  | 0 | 0
2.6 | Upgradation of expired and vulnerable SCADA, Operating System, and Hardware to improve life and communication system of DM Plant and Condenser Polishing Plant Unit 6&7 250 MW at NPTPS Parli V". | Yet to be approved | - | 0 | 0 | 0 | 0 | 0 | 0 |  |  | 0 | 0
2.7 | Procurement of Energy efficient HT motors at U#6,7, TPS Parli-V | Yet to be approved | - | 0 | 0 | 0 | 0 | 0 | 0 |  |  | 0 | 0
0 | IDC | 0 | - | 0 | 0 | 0 | 0 | 0 | 0 |  |  | 0 | 0
3 | DPR on Supply, Installation, and commissioning of complete Governing rack assembly at Unit -06 & 07 TPS Parli-V & Procurement of LPT inner-inner casing at Unit 07 TPS Parli-V. | Yet to be approved | - | 0 | 0 | 0 | 0 | 0 | 0 |  |  | 0 | 0
3.1 | Supply, Installation and Commissioning of complete governing rack assembly at Unit-06 TPS ,PARLI-V | Yet to be approved | - | 0 | 0 | 0 | 0 | 0 | 0 |  |  | 0 | 0
3.2 | Procurement of LPT inner-inner casing at Unit- 7 TPS, Parli-V | Yet to be approved | - | 0 | 0 | 0 | 0 | 0 | 0 |  |  | 0 | 0
0 | IDC | Yet to be approved | - | 0 | 0 | 0 | 0 | 0 | 0 |  |  | 0 | 0
4 | DPR on Procurement of BFP pumps, BFP booster pumps at Unit 6,7 Parli Vaijnath. Refurbishment of existing M/s Jindal make H2 gas Dryer, Refurbishment of existing M/s Donaldson make Instrument Air Dryer at Unit#6 Parli TPS & Repair and refurbishment of flowmore make ACW pump v.t model 24h/2 stage drawing no. csd/96502082k5(A)& HSC booster pump model fig 5821 size 350 x 300 drawing no. csd/96502082k5(b) at unit#6,7. | Yet to be approved | - | 0 | 0 | 0 | 0 | 0 | 0 |  |  | 0 | 0
4.1 | Procurement of Energy Efficient Cartridges of Boiler Feed Pumps at Unit #6&7 Parli TPS and BFP booster pumps at Unit 6,7 Parli Vaijnath. | Yet to be approved | - | 0 | 0 | 0 | 0 | 0 | 0 |  |  | 0 | 0
4.2 | Refurbishment of existing M/s Jindal make H2 gas Dryer at Unit #6&7 Parli TPS | Yet to be approved | - | 0 | 0 | 0 | 0 | 0 | 0 |  |  | 0 | 0
4.3 | Refurbishment of existing M/s Donaldson make Instrument Air Dryer at Unit#6 Parli TPS | Yet to be approved | - | 0 | 0 | 0 | 0 | 0 | 0 |  |  | 0 | 0
4.4 | Repair and refurbishment of flowmore make ACW pump v.t model 24h/2 stage drawing no. csd/96502082k5(A)& HSC booster pump model fig 5821 size 350 x 300 drawing no. csd/96502082k5(b) at unit#6,7. | Yet to be approved | - | 0 | 0 | 0 | 0 | 0 | 0 |  |  | 0 | 0
0 | IDC | Yet to be approved | - | 0 | 0 | 0 | 0 | 0 | 0 |  |  | 0 | 0
5 | Bolier Improvement schemes at U#6,7 Parli TPS | Yet to be approved | - | 0 | 0 | 0 | 0 | 0 | 0 |  |  | 0 | 0
5.1 | Procurment & replacement of Four complete set of APH basket ay U#6 & 7 | Yet to be approved | - | 0 | 0 | 0 | 0 | 0 | 0 |  |  | 0 | 0
5.2 | PROCUREMENT & REPLACEMENT OF COAL COMPARATMENT ASSEMBLIES FOR 250 MW UNIT-6 & 7 AT PARLI TPS | Yet to be approved | - | 0 | 0 | 0 | 0 | 0 | 0 |  |  | 0 | 0
5.3 | Procurement & replacement of complete set of Reheater coils for U- 6 & 7 | Yet to be approved | - | 0 | 0 | 0 | 0 | 0 | 0 |  |  | 0 | 0
5.4 | Procurement & replacement of complete set of Platen SH coil for U- 6 & 7 | Yet to be approved | - | 0 | 0 | 0 | 0 | 0 | 0 |  |  | 0 | 0
5.5 | Procurement & replacement of shell liner for U-6&7 | Yet to be approved | - | 0 | 0 | 0 | 0 | 0 | 0 |  |  | 0 | 0
5.6 | Procurement & replacement of FD fan assembly with blade set at U#6,7 | Yet to be approved | - | 0 | 0 | 0 | 0 | 0 | 0 |  |  | 0 | 0
0 | IDC | Yet to be approved | - | 0 | 0 | 0 | 0 | 0 | 0 |  |  | 0 | 0
6 | Bolier plant performance Improvement schemes at U#6,7 Parli TPS | Yet to be approved | - | 0 | 0 | 0 | 0 | 0 | 0 |  |  | 0 | 0
6.1 | PROCUREMENT & REPLACEMENT OF COAL COMPARATMENT ASSEMBLIES FOR 250 MW UNIT-6 & 7 AT PARLI TPS | Yet to be approved | - | 0 | 0 | 0 | 0 | 0 | 0 |  |  | 0 | 0
6.2 | Procurement & replacement of shell liner for U-6&7 | Yet to be approved | - | 0 | 0 | 0 | 0 | 0 | 0 |  |  | 0 | 0
6.3 | Procurement & replacement of water wall Z panel & water wall soot blower panel at U#6,7 | Yet to be approved | - | 0 | 0 | 0 | 0 | 0 | 0 |  |  | 0 | 0
6.4 | Procurement & Replacement of Two complete set of APH Baskets at 250 MW Unit-7, Parli TPS. | Yet to be approved | - | 0 | 0 | 0 | 0 | 0 | 0 |  |  | 0 | 0
0 | IDC | Yet to be approved | - | 0 | 0 | 0 | 0 | 0 | 0 |  |  | 0 | 0
7 | ESP Upgradation at U#6,7 | Yet to be approved | - | 0 | 0 | 0 | 0 | 0 | 0 |  |  | 0 | 0
7.1 | Procurement & replacement of all emitting coils & collecting plates of ESP & Procurement & replacement of ESP internals at U#6,7 Parli TPS & Replacement of thermal insulation of boiler, ducts & steam piping along with supply | Yet to be approved | - | 0 | 0 | 0 | 0 | 0 | 0 |  |  | 0 | 0
7.2 | Replacement of thermal insulation of boiler, ducts & steam piping along with supply | Yet to be approved | - | 0 | 0 | 0 | 0 | 0 | 0 |  |  | 0 | 0
0 | IDC | Yet to be approved | - | 0 | 0 | 0 | 0 | 0 | 0 |  |  | 0 | 0
8 | Augmentation of Dautpur & Sandawa premises water recovery system | Yet to be approved | - | 0 | 0 | 0 | 0 | 0 | 0 |  |  | 0 | 0
8.1 | Supply, erection & commissioning of VT pumps for waste water recovery at TM-NPTPS, Parli-V | Yet to be approved | - | 0 | 0 | 0 | 0 | 0 | 0 |  |  | 0 | 0
8.2 | RENOVATION OF ASH WATER RECOVERY SUPPLY SYSTEM INCLUDING ERECTION & COMMISSIONING LT BOARD 11KV/415V SUBSTATION WITH 11KV OH LINE AT SANDWA & DAUTPUR PUMP HOUSE | Yet to be approved | - | 0 | 0 | 0 | 0 | 0 | 0 |  |  | 0 | 0
8.3 | Construction of New Sandwa recovery pump house at NPTPS Parli Vaijnath. | Yet to be approved | - | 0 | 0 | 0 | 0 | 0 | 0 |  |  | 0 | 0
0 | IDC | Yet to be approved | - | 0 | 0 | 0 | 0 | 0 | 0 |  |  | 0 | 0
9 | DPR on Modification of governing system from low pressure to high pressure at Unit-06 TPS, PARLI-V and Procurement of CW pumps at Unit 6,7 Parli Vaijnath. | Yet to be approved | - | 0 | 0 | 0 | 0 | 0 | 0 |  |  | 0 | 0
9.1 | Modification of governing system from low pressure to high pressure at Unit-06 TPS, PARLI-V | 0 | - | 0 | 0 | 0 | 0 | 0 | 0 |  |  | 0 | 0
9.2 | Procurement of CW pumps at Unit 6,7 Parli Vaijnath | Yet to be approved | - | 0 | 0 | 0 | 0 | 0 | 0 |  |  | 0 | 0
0 | IDC | Yet to be approved | - | 0 | 0 | 0 | 0 | 0 | 0 |  |  | 0 | 0
10 | DPR on Procurement of HP, IP and LP Turbine bladesat Unit 6,7 Parli Vaijnath. | Yet to be approved | - | 0 | 0 | 0 | 0 | 0 | 0 |  |  | 0 | 0
10.1 | Procurement of HP, IP and LP Turbine blade set Unit 6,7 Parli Vaijnath. | Yet to be approved | - | 0 | 0 | 0 | 0 | 0 | 0 |  |  | 0 | 0
0 | IDC | Yet to be approved | - | 0 | 0 | 0 | 0 | 0 | 0 |  |  | 0 | 0
11 | DPR on Procurement of CEP pumps | Yet to be approved | - | 0 | 0 | 0 | 0 | 0 | 0 |  |  | 0 | 0
11.1 | Procurement of CEP pumps | Yet to be approved | - | 0 | 0 | 0 | 0 | 0 | 0 |  |  | 0 | 0
0 | IDC | Yet to be approved | - | 0 | 0 | 0 | 0 | 0 | 0 |  |  | 0 | 0
12 | DPR on Retrofitting of NDCT at Unit 6,7 Parli Vaijnath. and Upgradation of existing chiller AC plant for at Unit 7 Parli Vaijnath. | Yet to be approved | - | 0 | 0 | 0 | 0 | 0 | 0 |  |  | 0 | 0
12.1 | Retrofitting of NDCT at Unit 6,7 Parli Vaijnath. | Yet to be approved | - | 0 | 0 | 0 | 0 | 0 | 0 |  |  | 0 | 0
12.2 | Upgradation of existing chiller AC plant for at Unit 7 Parli Vaijnath. | Yet to be approved | - | 0 | 0 | 0 | 0 | 0 | 0 |  |  | 0 | 0
0 | IDC | Yet to be approved | - | 0 | 0 | 0 | 0 | 0 | 0 |  |  | 0 | 0
13 | DPR on various types of coolers at TPS Parli-Vaijnath | Yet to be approved | - | 0 | 0 | 0 | 0 | 0 | 0 |  |  | 0 | 0
13.1 | Procurement of H2 cooler, BFP coolers, generator exciter cooler, seal oil coolers at Unit 6,7 Parli Vaijnath. | Yet to be approved | - | 0 | 0 | 0 | 0 | 0 | 0 |  |  | 0 | 0
0 | IDC | Yet to be approved | - | 0 | 0 | 0 | 0 | 0 | 0 |  |  | 0 | 0
14 | DPR on Upgradation of screw type compressor at U#7 Parli Vaijnath., Supply, erection & commissioning of Fire Fighting pressure system (pneumatic) at unit 6,7 and 8 at PTPS, Parli-V and Procurement of BFP discharge valve, BFP recirculation valve and gland steam inlet / outlet valves at Unit 6,7 Parli Vaijnath. | Yet to be approved | - | 0 | 0 | 0 | 0 | 0 | 0 |  |  | 0 | 0
14.1 | Upgradation of screw type compressor at U#7 Parli Vaijnath. | Yet to be approved | - | 0 | 0 | 0 | 0 | 0 | 0 |  |  | 0 | 0
14.2 | Supply, erection & commissioning of Fire Fighting pressure system (pneumatic) at unit 6,7 and 8 at PTPS, Parli-V | Yet to be approved | - | 0 | 0 | 0 | 0 | 0 | 0 |  |  | 0 | 0
14.3 | Procurement of BFP discharge valve, BFP recirculation valve and gland steam inlet / outlet valves at Unit 6,7 Parli Vaijnath. | Yet to be approved | - | 0 | 0 | 0 | 0 | 0 | 0 |  |  | 0 | 0
0 | IDC | Yet to be approved | - | 0 | 0 | 0 | 0 | 0 | 0 |  |  | 0 | 0
15 | COAL HANDLING PLANT PERFORMANCE IMPROVEMENT BY SYSTEM UPGRADATION AT Unit 6 ,7 CHP ( 2X 250MW), Parli TPS. | Yet to be approved | - | 0 | 0 | 0 | 0 | 0 | 0 |  |  | 0 | 0
15.1 | Refurbishment of single stream conveyor drives : Procurement of Various types of Gearbox for single stream conveyor drives of 2X 250 MW CHP U6&7 Parli TPS. | Yet to be approved | - | 0 | 0 | 0 | 0 | 0 | 0 |  |  | 0 | 0
15.2 | Refurbishment of single stream conveyor drives : Procurement of Various types of fluid couplings for single stream conveyor drives of 2X 250 MW CHP U6&7 Parli TPS. | Yet to be approved | - | 0 | 0 | 0 | 0 | 0 | 0 |  |  | 0 | 0
15.3 | Refurbishment of single stream conveyor drives : Procurement of ENERGY EFFICIENT HT MOTORS for single stream conveyor drives of 2X 250 MW CHP U6&7 Parli TPS. | Yet to be approved | - | 0 | 0 | 0 | 0 | 0 | 0 |  |  | 0 | 0
15.4 | Refurbishment of single stream conveyor drives : Procurement of HT vacuum circuit breakers for single stream conveyor drives of 2X 250 MW CHP U6&7 Parli TPS. | Yet to be approved | - | 0 | 0 | 0 | 0 | 0 | 0 |  |  | 0 | 0
15.5 | Supply, Erection & Commissioning of street light from U6/7 railway gate to loco shed of CHP U6/7 NPTPS Parli-V | Yet to be approved | - | 0 | 0 | 0 | 0 | 0 | 0 |  |  | 0 | 0
15.6 | Strengthening of U-6 Bunkers at CHP NPTPS | Yet to be approved | - | 0 | 0 | 0 | 0 | 0 | 0 |  |  | 0 | 0
15.7 | Supply and commissioning of Suspended Magnets for U-6,7 CHP NPTPS | Yet to be approved | - | 0 | 0 | 0 | 0 | 0 | 0 |  |  | 0 | 0
15.8 | Modification of 60 KG rail track with laying crossover turnout at NMVP sliding CHP NPTPS | Yet to be approved | - | 0 | 0 | 0 | 0 | 0 | 0 |  |  | 0 | 0
0 | IDC | Yet to be approved | - | 0 | 0 | 0 | 0 | 0 | 0 |  |  | 0 | 0
16 | DPR for normalization and stabilization of coal handling plant performance at Parli TPS | 0 | - | 0 | 0 | 0 | 0 | 0 | 0 |  |  | 0 | 0
16.1 | Procurement of U-6,7 W/T Major spares | Yet to be approved | - | 0 | 0 | 0 | 0 | 0 | 0 |  |  | 0 | 0
16.2 | Supply of impact crusher major spares for CHP U-6/7 | Yet to be approved | - | 0 | 0 | 0 | 0 | 0 | 0 |  |  | 0 | 0
16.3 | Provision of Soft starter / VFD for Various conveyor | Yet to be approved | - | 0 | 0 | 0 | 0 | 0 | 0 |  |  | 0 | 0
16.4 | Upgradation of siemens make PLC at U-6/7. | Yet to be approved | - | 0 | 0 | 0 | 0 | 0 | 0 |  |  | 0 | 0
16.5 | Procurement of U-6/7 Stacker reclaimer major spares | Yet to be approved | - | 0 | 0 | 0 | 0 | 0 | 0 |  |  | 0 | 0
16.6 | Design, supply and commissioning of solar operated lighting system in CHP U-6,7 | Yet to be approved | - | 0 | 0 | 0 | 0 | 0 | 0 |  |  | 0 | 0
16.7 | Installation of CCTV survillance system alongwith all conveyors. | Yet to be approved | - | 0 | 0 | 0 | 0 | 0 | 0 |  |  | 0 | 0
16.8 | Upgradation / Retrofication of Bunker Lifts of Unit-6 & Unit-7 at CHP TPS Parli-V. | Yet to be approved | - | 0 | 0 | 0 | 0 | 0 | 0 |  |  | 0 | 0
0 | IDC | Yet to be approved | - | 0 | 0 | 0 | 0 | 0 | 0 |  |  | 0 | 0
17 | DPR for maximiation of Coal Handling Plant efficiency. | Yet to be approved | - | 0 | 0 | 0 | 0 | 0 | 0 |  |  | 0 | 0
17.1 | W/T control room & bunker house battery & UPS upgradation | Yet to be approved | - | 0 | 0 | 0 | 0 | 0 | 0 |  |  | 0 | 0
17.2 | Provision of Soft starter / VFD for Various conveyor | Yet to be approved | - | 0 | 0 | 0 | 0 | 0 | 0 |  |  | 0 | 0
17.3 | Structure Strengthening of Conveyor NO. 3 and Stacker Reclaimer Rail at U-6/7 CHP | Yet to be approved | - | 0 | 0 | 0 | 0 | 0 | 0 |  |  | 0 | 0
17.4 | Modernization/modification of Conveyor HT/LT cables at U-6/7 CHP. | Yet to be approved | - | 0 | 0 | 0 | 0 | 0 | 0 |  |  | 0 | 0
17.5 | Modernization of EOT cranes and Hoist at various junction tower and various location of CHP U-6/7 | Yet to be approved | - | 0 | 0 | 0 | 0 | 0 | 0 |  |  | 0 | 0
17.6 | Renovation / retrofitting of shuttle conveyor at CHP U-6/7. | Yet to be approved | - | 0 | 0 | 0 | 0 | 0 | 0 |  |  | 0 | 0
17.7 | Upgradation/renovation of bunker lift at RSC-6 & 7 of CHP U-6/7 | Yet to be approved | - | 0 | 0 | 0 | 0 | 0 | 0 |  |  | 0 | 0
0 | IDC | Yet to be approved | - | 0 | 0 | 0 | 0 | 0 | 0 |  |  | 0 | 0
18 | DPR on life enhancement of Coal Handling Plant | Yet to be approved | - | 0 | 0 | 0 | 0 | 0 | 0 |  |  | 0 | 0
18.1 | Renovation, upgradation & capacity enhancement of LT switch gear panels at W/T, S/R and CHP control Switch board at CHP U-6/7. | Yet to be approved | - | 0 | 0 | 0 | 0 | 0 | 0 |  |  | 0 | 0
18.2 | Procurement & installation of Belt tear detection system | Yet to be approved | - | 0 | 0 | 0 | 0 | 0 | 0 |  |  | 0 | 0
18.3 | Conveyor gravity takeup infrastructure strengthening work | Yet to be approved | - | 0 | 0 | 0 | 0 | 0 | 0 |  |  | 0 | 0
18.4 | Replacement of vibrating feeder-I with Apron Feeder at CHP U-6/7. | Yet to be approved | - | 0 | 0 | 0 | 0 | 0 | 0 |  |  | 0 | 0
0 | IDC | Yet to be approved | - | 0 | 0 | 0 | 0 | 0 | 0 |  |  | 0 | 0
19 | DPR for stabiliazation of Coal Handling Performance. | Yet to be approved | - | 0 | 0 | 0 | 0 | 0 | 0 |  |  | 0 | 0
19.1 | Drive modification of Stacker Reclaimer slewing system. | Yet to be approved | - | 0 | 0 | 0 | 0 | 0 | 0 |  |  | 0 | 0
19.2 | Retrofitting of Side Arm Charger-I & II at CHP U-6,7 | Yet to be approved | - | 0 | 0 | 0 | 0 | 0 | 0 |  |  | 0 | 0
19.3 | Provision of open Wagon Tippler at CHP U-6/7 | Yet to be approved | - | 0 | 0 | 0 | 0 | 0 | 0 |  |  | 0 | 0
19.4 | Refurbishment of Apron Feeder at CHP U-6,7 | Yet to be approved | - | 0 | 0 | 0 | 0 | 0 | 0 |  |  | 0 | 0
0 | IDC | Yet to be approved | - | 0 | 0 | 0 | 0 | 0 | 0 |  |  | 0 | 0
20 | Procurement & Replacement of 220V station batteries, 360V UPS batteries, 24V DCS batteries , 360V UPS AHP batteries at U6 & U7 NPTPS | Yet to be approved | - | 0 | 0 | 0 | 0 | 0 | 0 |  |  | 0 | 0
20.1 | Procurement & Replacement of 220V station batteries, 360V UPS batteries, 24V DCS batteries , 360V UPS AHP batteries at U6 & U7 NPTPS | Yet to be approved | - | 0 | 0 | 0 | 0 | 0 | 0 |  |  | 0 | 0
0 | IDC | Yet to be approved | - | 0 | 0 | 0 | 0 | 0 | 0 |  |  | 0 | 0
21 | DPR on Various electricle maintenance schemes at Unit 6,7 NPTPS Parli-V | Yet to be approved | - | 0 | 0 | 0 | 0 | 0 | 0 |  |  | 0 | 0
21.1 | Rennovation of Khadka & Naikota switchyard including replacement of Transformer and 33 KV outdoor type VCBs | Yet to be approved | - | 0 | 0 | 0 | 0 | 0 | 0 |  |  | 0 | 0
21.2 | Replacement of Khadka ,naikota 6.6 KV HT Breaker Panel , breaker trolleys and control cabinet | Yet to be approved | - | 0 | 0 | 0 | 0 | 0 | 0 |  |  | 0 | 0
21.3 | Replacement of LT breakers & modules at Unit 7 | Yet to be approved | - | 0 | 0 | 0 | 0 | 0 | 0 |  |  | 0 | 0
21.4 | Rennovation/Replacement of Boiler & Turbine side lighting by energy efficient LED lighting at unit 6&7, NPTPS, Parli vaijnath | Yet to be approved | - | 0 | 0 | 0 | 0 | 0 | 0 |  |  | 0 | 0
21.5 | nstallation of VFD for CEP, FD Fan, Seal Air Fan & HFO pump motors at unit 6&7, NPTPS, Parli Vaijnath | Yet to be approved | - | 0 | 0 | 0 | 0 | 0 | 0 |  |  | 0 | 0
0 | IDC | Yet to be approved | - | 0 | 0 | 0 | 0 | 0 | 0 |  |  | 0 | 0
22 | Renovation of Colony Electrical supply system & also replacement of wiring of all Types of buildings ,street light,highmast etc | Yet to be approved | - | 0 | 0 | 0 | 0 | 0 | 0 |  |  | 0 | 0
22.1 | Renovation of Colony Electrical supply system & also replacement of wiring of all Types of buildings ,street light,highmast etc | Yet to be approved | - | 0 | 0 | 0 | 0 | 0 | 0 |  |  | 0 | 0
0 | IDC | Yet to be approved | - | 0 | 0 | 0 | 0 | 0 | 0 |  |  | 0 | 0
23 | UPGRADATION OF EXPIRED AND VULNERABLE Scada, operating system and hardware to improve life and communication system of IAC,OHP & PTP plant UNIT 6&7 250MW at NPTPS PARLI V" & Emission Monitoring & Water Quality Analysers system Upgradation Schemes | Yet to be approved | - | 0 | 0 | 0 | 0 | 0 | 0 |  |  | 0 | 0
23.1 | UPGRADATION OF EXPIRED AND VULNERABLE Scada, operating system and hardware to improve life and communication system of IAC,OHP & PTP plant UNIT 6&7 250MW at NPTPS PARLI V". | Yet to be approved | - | 0 | 0 | 0 | 0 | 0 | 0 |  |  | 0 | 0
23.2 | Up gradation of SWAS system at U 7,NPTPS | Yet to be approved | - | 0 | 0 | 0 | 0 | 0 | 0 |  |  | 0 | 0
23.3 | Oxygen measurement APH and at ID outlet | Yet to be approved | - | 0 | 0 | 0 | 0 | 0 | 0 |  |  | 0 | 0
23.4 | Up gradation of Drum level measurement system at Unit – 6 &7 New Parli TPS, Parli-V | Yet to be approved | - | 0 | 0 | 0 | 0 | 0 | 0 |  |  | 0 | 0
23.5 | OLCC SYSTEM UPGRADATION U6 & U7 | Yet to be approved | - | 0 | 0 | 0 | 0 | 0 | 0 |  |  | 0 | 0
23.6 | Up gradation of Boiler tubes leakage detection system & Furnace flame mapping with video camera at Unit – 6 &7 New Parli TPS, Parli-V | Yet to be approved | - | 0 | 0 | 0 | 0 | 0 | 0 |  |  | 0 | 0
23.7 | Unit7 LVS system SCADA/HMI upgradation | Yet to be approved | - | 0 | 0 | 0 | 0 | 0 | 0 |  |  | 0 | 0
23.8 | Upgradation of Instrumentation & control lab | Yet to be approved | - | 0 | 0 | 0 | 0 | 0 | 0 |  |  | 0 | 0
0 | IDC | Yet to be approved | - | 0 | 0 | 0 | 0 | 0 | 0 |  |  | 0 | 0
24 | Control and monitoring system upgradation at U6&7 NPTPS & Various Instrumentation schemes at Unit 6,7, NPTPS Parli-V | Yet to be approved | - | 0 | 0 | 0 | 0 | 0 | 0 |  |  | 0 | 0
24.1 | Upgradation of level, flow & pressure measurement system | Yet to be approved | - | 0 | 0 | 0 | 0 | 0 | 0 |  |  | 0 | 0
24.2 | Up gradation of Vibration Monitoring System(VMS) at Unit – 6 &7 Parli TPS, Parli-V | Yet to be approved | - | 0 | 0 | 0 | 0 | 0 | 0 |  |  | 0 | 0
24.3 | Upgradation of feedstation valve contol instruments. | Yet to be approved | - | 0 | 0 | 0 | 0 | 0 | 0 |  |  | 0 | 0
24.4 | Supply of various instuments like H2 Dew point measurement system spares, Hydrogen analyzer, H2 leak detection system spares etc.Critical/Non-Critical Spares sub-assembly for performance improvement | Yet to be approved | - | 0 | 0 | 0 | 0 | 0 | 0 |  |  | 0 | 0
24.5 | Online Water flow Monitoring System at Khadka | Yet to be approved | - | 0 | 0 | 0 | 0 | 0 | 0 |  |  | 0 | 0
24.6 | Upgradation of CO analyser at APH inlete and SOX NOX gas analyser installed at ID discharge along with remote calibration facility and connectivity to CPCB and MPCB as per latest CPCB Guidelines | Yet to be approved | - | 0 | 0 | 0 | 0 | 0 | 0 |  |  | 0 | 0
24.7 | Supply, Erection and Commissioning of Effluent Analyser for the parameters like COD, BOD, TSS & PH installed at ETP & STP outlet of the NPTPS, Parli. complying CPCB / MPCB Guidelines. | Yet to be approved | - | 0 | 0 | 0 | 0 | 0 | 0 |  |  | 0 | 0
0 | IDC | Yet to be approved | - | 0 | 0 | 0 | 0 | 0 | 0 |  |  | 0 | 0
25 | Detailed Project Report on ‘Supply, installation, restoration, up-gradation and revamping of Fire Protection Systems viz. Under ground Fire Pipe Lines, Static Fire Water Pumps, Fire Hydrant System, Passive Fire Protection System, DV House Construction & Fire Water/Foam Spray System at plant & ODP area of Unit-6, 7 & 8 of Parli TPS, Parli Vaijnath’. | Yet to be approved | - | 0 | 0 | 0 | 0 | 0 | 0 |  |  | 0 | 0
25.1 | Work of replacement of damaged/leaky underground Fire Water Pipelines and Static Fire water Pumps at Plant (Unit-6, 7 & 8) and ODP area of Parli TPS including required material viz. MSERW Pipes/Steel, etc. | Yet to be approved | - | 0 | 0 | 0 | 0 | 0 | 0 |  |  | 0 | 0
25.2 | Restoration of Deluge Valve system along with work of repairing/reconstruction (with relocation for safe operation) of damaged Deluge Valve Houses at Plant & ODP area of Parli TPS Unit#6, 7 & 8. | Yet to be approved | - | 0 | 0 | 0 | 0 | 0 | 0 |  |  | 0 | 0
25.3 | Supply, Rectification and Installation of addressable fire alarm system and Fire suppression system at unit 6 & 7,Parli TPS. | Yet to be approved | - | 0 | 0 | 0 | 0 | 0 | 0 |  |  | 0 | 0
0 | IDC | Yet to be approved | - | 0 | 0 | 0 | 0 | 0 | 0 |  |  | 0 | 0
26 | ASH EVACUATION IMPROVEMENT AND PERFORMANCE & EFFICIENCY OF ASH HANDLING SYSTEM At NPTPS Parli-V AT TPS PARLI-V. | Yet to be approved | - | 0 | 0 | 0 | 0 | 0 | 0 |  |  | 0 | 0
26.1 | DESIGN , SUPPLY & REPLCEMENT OF ASH DISPOSAL SLURRY PUMP COMPLTE ASSEMBLY ALONG WITH GEAR BOX, MOTORS U-6 | Yet to be approved | - | 0 | 0 | 0 | 0 | 0 | 0 |  |  | 0 | 0
26.2 | DESIGN , SUPPLY & REPLCEMENT OF HP WATER PUMP COMPLTE ASSEMBLY ALONG WITH GEAR BOX, MOTORS U-6 | Yet to be approved | - | 0 | 0 | 0 | 0 | 0 | 0 |  |  | 0 | 0
26.3 | Upgradation of reciprocating Conveying Air compressor into screw compressor at U#6 | Yet to be approved | - | 0 | 0 | 0 | 0 | 0 | 0 |  |  | 0 | 0
26.4 | Upgradation of reciprocating Instrument Air compressor into screw compressor at U#6 | Yet to be approved | - | 0 | 0 | 0 | 0 | 0 | 0 |  |  | 0 | 0
26.5 | Procurement & replacement of 300 NB,200NB Cash Basalt Pipelines with the existing MSERW pipe of ash disposal system of Unit #6& 7 at Parli TPS, Parli V . | Yet to be approved | - | 0 | 0 | 0 | 0 | 0 | 0 |  |  | 0 | 0
26.6 | DESIGN , SUPPLY & REPLCEMENT VACUUM PUMP U6 | Yet to be approved | - | 0 | 0 | 0 | 0 | 0 | 0 |  |  | 0 | 0
26.7 | Work of Repairing & Reconditioning of Single Roll Clinker Grinder assembly from OEM on as and when required basis at AHP(2X250),Unit-6&7 Parli TPS,Parli-V. | Yet to be approved | - | 0 | 0 | 0 | 0 | 0 | 0 |  |  | 0 | 0
26.8 | Work of complete Reconditioning and refurbishment of various spares in Unit 6&7, Parli TPS, Parli-V | Yet to be approved | - | 0 | 0 | 0 | 0 | 0 | 0 |  |  | 0 | 0
26.9 | Transmission drive system & Fluid coupling replacements. | Yet to be approved | - | 0 | 0 | 0 | 0 | 0 | 0 |  |  | 0 | 0
26.1 | DESIGN , SUPPLY & REPLCEMENT OF ASH INLET VALVE COMPLETE ASSEBLY U6 | Yet to be approved | - | 0 | 0 | 0 | 0 | 0 | 0 |  |  | 0 | 0
26.11 | UPGRADATION OF EXPIRED AND VULNERABLE Scada, operating system and hardware to improve life and communication system of Ash handling plant UNIT 6&7 250MW at NPTPS PARLI V". | Yet to be approved | - | 0 | 0 | 0 | 0 | 0 | 0 |  |  | 0 | 0
0 | IDC | Yet to be approved | - | 0 | 0 | 0 | 0 | 0 | 0 |  |  | 0 | 0
27 | ASH EVACUATION IMPROVEMENT AND PERFORMANCE & EFFICIENCY OF ASH HANDLING SYSTEM At NPTPS Parli-V AT TPS PARLI-V. | Yet to be approved | - | 0 | 0 | 0 | 0 | 0 | 0 |  |  | 0 | 0
27.1 | Upgradation of reciprocating Conveying Air compressor into screw compressor at U#7 | Yet to be approved | - | 0 | 0 | 0 | 0 | 0 | 0 |  |  | 0 | 0
27.2 | Upgradation of reciprocating Instrument Air compressor into screw compressor at U#7 | Yet to be approved | - | 0 | 0 | 0 | 0 | 0 | 0 |  |  | 0 | 0
27.3 | DESIGN , SUPPLY & REPLCEMENT OF ASH DISPOSAL SLURRY PUMP COMPLTE ASSEMBLY ALONG WITH GEAR BOX, MOTORS U-7 | Yet to be approved | - | 0 | 0 | 0 | 0 | 0 | 0 |  |  | 0 | 0
27.4 | DESIGN , SUPPLY & REPLCEMENT OF HP WATER PUMP COMPLTE ASSEMBLY ALONG WITH GEAR BOX, MOTORS U-7 | Yet to be approved | - | 0 | 0 | 0 | 0 | 0 | 0 |  |  | 0 | 0
27.5 | DESIGN , SUPPLY & REPLCEMENT VACUUM PUMP U7. | Yet to be approved | - | 0 | 0 | 0 | 0 | 0 | 0 |  |  | 0 | 0
27.6 | DESIGN , SUPPLY & REPLCEMENT BRANCH SEGEGATION COMPLETE VALVE ASSEBLY U7 | Yet to be approved | - | 0 | 0 | 0 | 0 | 0 | 0 |  |  | 0 | 0
27.7 | DESIGN , SUPPLY & REPLCEMENT BRANCH VALVE & ASH INLET VALVE U7 | Yet to be approved | - | 0 | 0 | 0 | 0 | 0 | 0 |  |  | 0 | 0
27.8 | Procurement of MOTORS, RELAY ,BREAKERS & RETROFITTING for pumps , IAC/CAC to improve availability & performance of Bottom ash, Coarse Ash & fly ash system of AHP, unit -7 | Yet to be approved | - | 0 | 0 | 0 | 0 | 0 | 0 |  |  | 0 | 0
27.9 | Procurement of Replcement Water valve, AUDCO valve | Yet to be approved | - | 0 | 0 | 0 | 0 | 0 | 0 |  |  | 0 | 0
27.1 | Procurement & replacement of Bottom ash clinker grinder | Yet to be approved | - | 0 | 0 | 0 | 0 | 0 | 0 |  |  | 0 | 0
27.11 | UPGRADATION OF EXPIRED AND VULNERABLE Scada, operating system and hardware to improve life and communication system of HCSD Ash handling plant UNIT 6&7 250MW at NPTPS PARLI V" | Yet to be approved | - | 0 | 0 | 0 | 0 | 0 | 0 |  |  | 0 | 0
0 | IDC | Yet to be approved | - | 0 | 0 | 0 | 0 | 0 | 0 |  |  | 0 | 0
28 | ASH EVACUATION IMPROVEMENT AND PERFORMANCE & EFFICIENCY OF ASH HANDLING SYSTEM At NPTPS Parli-V AT TPS PARLI-V. | Yet to be approved | - | 0 | 0 | 0 | 0 | 0 | 0 |  |  | 0 | 0
28.1 | GEHO pump critical assemblies replacement. | Yet to be approved | - | 0 | 0 | 0 | 0 | 0 | 0 |  |  | 0 | 0
28.2 | DESIGN , SUPPLY & REPLCEMENT OF HP WATER PUMP COMPLTE ASSEMBLY ALONG WITH GEAR BOX, MOTORS | Yet to be approved | - | 0 | 0 | 0 | 0 | 0 | 0 |  |  | 0 | 0
28.3 | Upgradation of BA clinker grinder at U#6/7 | Yet to be approved | - | 0 | 0 | 0 | 0 | 0 | 0 |  |  | 0 | 0
28.4 | Scheme 4: Spares for premium make ash mixer gear box H1-160 5.06/1, P2 O No.160106, Sr No.2RF 12629 & H1-180 1.35/1 | Yet to be approved | - | 0 | 0 | 0 | 0 | 0 | 0 |  |  | 0 | 0
28.5 | Spares for premium make ash mixer gear box VB2SA-225 17.1/1p1 | Yet to be approved | - | 0 | 0 | 0 | 0 | 0 | 0 |  |  | 0 | 0
28.6 | DESIGN , SUPPLY & REPLCEMENT VACUUM PUMP | Yet to be approved | - | 0 | 0 | 0 | 0 | 0 | 0 |  |  | 0 | 0
0 | IDC | Yet to be approved | - | 0 | 0 | 0 | 0 | 0 | 0 |  |  | 0 | 0
29 | ASH EVACUATION IMPROVEMENT AND PERFORMANCE & EFFICIENCY OF ASH HANDLING SYSTEM At NPTPS Parli-V AT TPS PARLI-V. | Yet to be approved | - | 0 | 0 | 0 | 0 | 0 | 0 |  |  | 0 | 0
29.1 | Procurement & replacement of 300 NB,200NB Cash Basalt Pipelines with the existing MSERW pipe of ash disposal system of Unit #6& 7 at Parli TPS, Parli V . | Yet to be approved | - | 0 | 0 | 0 | 0 | 0 | 0 |  |  | 0 | 0
29.2 | Procurement of MOTORS, RELAY ,BREAKERS & RETROFITTING for pumps , IAC/CAC to improve availability & performance of Bottom ash, Coarse Ash & fly ash system of AHP, unit 6 | Yet to be approved | - | 0 | 0 | 0 | 0 | 0 | 0 |  |  | 0 | 0
29.3 | DESIGN , SUPPLY & REPLCEMENT VACUUM PUMP U#6 | Yet to be approved | - | 0 | 0 | 0 | 0 | 0 | 0 |  |  | 0 | 0
0 | IDC | Yet to be approved | - | 0 | 0 | 0 | 0 | 0 | 0 |  |  | 0 | 0
30 | ASH EVACUATION IMPROVEMENT AND PERFORMANCE & EFFICIENCY OF ASH HANDLING SYSTEM At NPTPS Parli-V AT TPS PARLI-V. | Yet to be approved | - | 0 | 0 | 0 | 0 | 0 | 0 |  |  | 0 | 0
30.1 | DESIGN , SUPPLY & REPLCEMENT VACUUM PUMP | Yet to be approved | - | 0 | 0 | 0 | 0 | 0 | 0 |  |  | 0 | 0
30.2 | DESIGN , SUPPLY & REPLCEMENT OF ASH DISPOSAL SLURRY PUMP COMPLTE ASSEMBLY ALONG WITH GEAR BOX, MOTORS U-6& 7 | Yet to be approved | - | 0 | 0 | 0 | 0 | 0 | 0 |  |  | 0 | 0
30.3 | DESIGN , SUPPLY & REPLCEMENT OF HP WATER PUMP COMPLTE ASSEMBLY ALONG WITH GEAR BOX, MOTORS U-6& 7 | Yet to be approved | - | 0 | 0 | 0 | 0 | 0 | 0 |  |  | 0 | 0
30.4 | Procurement of MOTORS, RELAY ,BREAKERS & RETROFITTING for HCSD to improve availability & performance of Bottom ash, Coarse Ash & fly ash system of AHP, unit 6 | Yet to be approved | - | 0 | 0 | 0 | 0 | 0 | 0 |  |  | 0 | 0
30.5 | Upgradation of reciprocating Conveying Air compressor into screw compressor at U#6 | Yet to be approved | - | 0 | 0 | 0 | 0 | 0 | 0 |  |  | 0 | 0
30.6 | Upgradation of reciprocating Instrument Air compressor into screw compressor at U#6 | Yet to be approved | - | 0 | 0 | 0 | 0 | 0 | 0 |  |  | 0 | 0
0 | IDC | Yet to be approved | - | 0 | 0 | 0 | 0 | 0 | 0 |  |  | 0 | 0
31 | Construction of VIP guest house building at TPS Parli Vaijnath | Yet to be approved | - | 0 | 0 | 0 | 0 | 0 | 0 |  |  | 0 | 0
31.1 | Construction of VIP guest house building at TPS Parli Vaijnath | Yet to be approved | - | 0 | 0 | 0 | 0 | 0 | 0 |  |  | 0 | 0
32 | Permanent water supply scheme for parli TPS by lifting water from Dead storage of Majalgaon dam and supplying through enclosed pipe line at New TPS Parli Vaijnath. | Yet to be approved | - | 0 | 0 | 0 | 0 | 0 | 0 |  |  | 0 | 0
32.1 | Permanent water supply scheme for parli TPS by lifting water from Dead storage of Majalgaon dam and supplying through enclosed pipe line at New TPS Parli Vaijnath. | Yet to be approved | - | 0 | 0 | 0 | 0 | 0 | 0 |  |  | 0 | 0
32.2 | Providing drinking water supply to GSR Tank of Shaktikunj Vasahat from Unit 6,7 and 8 premises new TPS Parli Vaijnath | Yet to be approved | - | 0 | 0 | 0 | 0 | 0 | 0 |  |  | 0 | 0
33 | DPR on Raw water leackage arresting | Yet to be approved | - | 0 | 0 | 0 | 0 | 0 | 0 |  |  | 0 | 0
33.1 | Raw water leackage arresting | Yet to be approved | - | 0 | 0 | 0 | 0 | 0 | 0 |  |  | 0 | 0
34 | NDCT structural strenthing and leackage arresting througth basin and CW channel of Unit 6,7 | Yet to be approved | - | 0 | 0 | 0 | 0 | 0 | 0 |  |  | 0 | 0
34.1 | NDCT basin of unit 6& 7 leackage arresing work | Yet to be approved | - | 0 | 0 | 0 | 0 | 0 | 0 |  |  | 0 | 0
34.2 | CW channel leackage arresting of Unit 6 &7 | Yet to be approved | - | 0 | 0 | 0 | 0 | 0 | 0 |  |  | 0 | 0
34.3 | NDCT structural strenthing of intermadiate racker coloumn of Unit 6&7 | Yet to be approved | - | 0 | 0 | 0 | 0 | 0 | 0 |  |  | 0 | 0
34.4 | Construction of Store shed's at Major store in Unit No.6,7 NPTPS Parli V | Yet to be approved | - | 0 | 0 | 0 | 0 | 0 | 0 |  |  | 0 | 0
35 | DPR on road work & rennovation work of colony buildings Parli -V at TPS Parli -V | Yet to be approved | - | 0 | 0 | 0 | 0 | 0 | 0 |  |  | 0 | 0
35.1 | contruction of roads of few roads in clusters and main road repairs ,carpet laying,seal coats, strips on road & indicators on roads with rumbble strips at TPS colony Parli V | Yet to be approved | - | 0 | 0 | 0 | 0 | 0 | 0 |  |  | 0 | 0
35.2 | In ABC colony ( Putty work,plastic emulsion paint,oil paint plaster etc) ,In DEF & New colony ( internal & external paint ,oil paint etc) at TPS colony Parli-V. | Yet to be approved | - | 0 | 0 | 0 | 0 | 0 | 0 |  |  | 0 | 0
35.3 | In ABC,DEF & New colony ( chember ,300 m dia rcc pipe,150mm rcc pipe etc)at tps colony Parli V | Yet to be approved | - | 0 | 0 | 0 | 0 | 0 | 0 |  |  | 0 | 0
35.4 | Plinth protection along the building and providing and placing rcc bench infront of all buildings etc at tps colony Parli v | Yet to be approved | - | 0 | 0 | 0 | 0 | 0 | 0 |  |  | 0 | 0
35.5 | changing all internal qtrs pipeline from gi pipeline to Upvc pipeline and replacing existing damaged gi pipe by new one and also providing water tank over single qtrs and buildings at ABC, DEF, & New colony TPS Parli v | Yet to be approved | - | 0 | 0 | 0 | 0 | 0 | 0 |  |  | 0 | 0
35.6 | Carpentary works at ABC,DEF & New colony TPS , Parli -V | Yet to be approved | - | 0 | 0 | 0 | 0 | 0 | 0 |  |  | 0 | 0
35.7 | Flooring work at ABC,DEF & New colony TPS , Parli -V | Yet to be approved | - | 0 | 0 | 0 | 0 | 0 | 0 |  |  | 0 | 0
35.8 | construction of new ESR and GSR at ABC,DEF & New colony TPS , Parli -V | Yet to be approved | - | 0 | 0 | 0 | 0 | 0 | 0 |  |  | 0 | 0
35.9 | refurbishment of qtrs by strenthening structurein ABC ,DEF & New colony tps parli v | Yet to be approved | - | 0 | 0 | 0 | 0 | 0 | 0 |  |  | 0 | 0
35.1 | Devolpment of garden and providing child friendly equiment in ABC ,DEF & New colony tps parli v | Yet to be approved | - | 0 | 0 | 0 | 0 | 0 | 0 |  |  | 0 | 0
36 | CHP improvement schemes at 2 x 250 MW Unit | 0 | - | 0 | 0 | 0 | 0 | 0 | 0 |  |  | 0 | 0
36.1 | CHP improvement schemes at 2 x 250 MW Unit | 0 | - | 0 | 0 | 0 | 0 | 0 | 0 |  |  | 0 | 0
37 | Flexible Operation work at U#6,7 | Yet to be approved | - | 0 | 0 | 0 | 0 | 0 | 0 |  |  | 0 | 0
37.1 | Flexible Operation work at U#6,7 | Yet to be approved | - | 0 | 0 | 0 | 0 | 0 | 0 |  |  | 0 | 0
0 | 0 | 0 | - | 0 | 0 | 0 | 0 | 0 | 0 |  |  | 0 | 0
0 | 0 | 0 | - | 0 | 0 | 0 | 0 | 0 | 0 |  |  | 0 | 0
D | Non-DPR Schemes | 0 | - | 0 | 0 | 0 | 0 | 0 | 0 |  |  | 0 | 0
1 | SWAS Upgradation at U#6 NPTPS Parli-V | N.A. | - | 0 | 2.2391 | 2.2391 | 0 | 0 | 0 |  |  | 0 | 0
2 | Procurement of electro-machanical vibrating feeder at CHP NPTPS 6,7 | N.A. | - | 0 | 0.89293 | 0.89293 | 0 | 0 | 0 |  |  | 0 | 0
3 | erection, commissioning of 6.6kv/33kv switch yard & shifting of 2x7.5 MVA 6.6/33KV transformer from 210 MW to proposed switch yard for 33KV supply feeder to Khadka naikota at NPTPS Parli-V. | N.A. | - | 0 | 1.2893 | 0 | 1.2893 | 0.91 | 2.1993 |  |  | 2.1993 | 0
4 | IDC | 0 | - | 0 | 0 | 0 | 0 | 0.007222 | 0.007222 |  |  | 0.007222 | 0
5 | Non-DPR scheme "Design, Supply, Installation & Commissioning of High performance Energy Chain System for Stacker reclaimer, Shuttle Conveyors at U-6/7 CHP NPTPS – PARLI-Vaijnath.” | N.A. | - | 0 | 2.8639 | 2.8639 | 0 | 0 | 0 |  |  | 0 | 0
6 | Refurbishment of Existing M/s Atlas Copco Make Air Compressors at Unit 7 Parli TPS | N.A. | - | 0 | 0 | 0 | 0 | 2.9532 | 2.9532 |  |  | 2.9532 | 0
7 | Procurement of Fire Extinguisher | N.A. | - | 0 | 0 | 0 | 0 | 0 | 0 |  |  | 0 | 0
8 | Non DPR For Supply, Erection & Commissioning, Testing of Coal Flow Management system for Coal Bunker at CHP NPTPS U-6. | N.A. | - | 0 | 0 | 0 | 0 | 0 | 0 |  |  | 0 | 0
9 | Non DPR for Supply & Installation of Coal Handling Plant critical equipment Major Spares like Wagon Tippler and Conveyors at CHP U6/7 ,T.P.S.Parli. | N.A. | - | 0 | 0 | 0 | 0 | 0 | 0 |  |  | 0 | 0
10 | Design,Manufacture ,Supply & Installation of Banana pattern and Modular chutes for various Conveyor discharge areas at CHP U 6/7,TPS Parli. | N.A. | - | 0 | 0 | 0 | 0 | 0 | 0 |  |  | 0 | 0
11 | Refrigeration Compressed Air Dryer at TM & AHP, U#6,7 Parli TPS | 0 | - | 0 | 0 | 0 | 0 | 0 | 0 |  |  | 0 | 0
12 | General Asset | 0 | - | 0 | 1.9187 | 1.8206 | 0.098087 | 0.72073 | 0.56 |  |  | 0.56 | 0.25882
| Total |  |  |  | 413.8529 | 246.2083 | 167.6446 | 22.0631 | 34.3214 | 0 | 0 | 34.3214 | 155.3863
FY 2023-24
A | DPR Schemes |  |  | 0
0 | (i) Submitted to MERC |  |  | 0
6 | Arrangement for permanent water supply scheme for Parli TPS from Majalgaon Dam through Majalgaon Lift Irrigation scheme (Loni / Savangi) | MERC/TECH 1/CAPEX/20122013/00500 | 2013-05-27 | 199.86 | 142 | 0 | 142 | 0 | 0 |  |  | 0 | 142 | 0 | 0
9 | Procurement of 250 MW spare HPT Module, IPT Module & LPT Rotor of New Parli TPS | MERC/TECH 1/CAPEX/20142015/00362 | 2014-05-20 | 22.0591 | 0 | 0 | 0 | 0 | 0 |  |  | 0 | 0 | 0 | 0
9.1 | HP Module | MERC/TECH 1/CAPEX/20142015/00362 | 2014-05-20 | 22.0591 | 21.53 | 21.53 | 0 | 0 | 0 |  |  | 0 | 0 | 0 | 0
9.2 | IP Module | MERC/TECH 1/CAPEX/20142015/00362 | 2014-05-20 | 21.3598 | 20.62 | 20.62 | 0 | 0 | 0 |  |  | 0 | 0 | 0 | 0
9.3 | LP Rotor | MERC/TECH 1/CAPEX/20142015/00362 | 2014-05-20 | 38.7247 | 38.72 | 38.72 | 0 | 0 | 0 |  |  | 0 | 0 | 0 | 0
0 | IDC | MERC/TECH 1/CAPEX/20142015/00362 | 2014-05-20 | 0 | 0 | 0 | 0 | 0 | 0 |  |  | 0 | 0 | 0 | 0
10 | Procurement of 315 MVA Spare GTR for 250 MW sets at New Parli & New Paras TPS | MERC/TECH 1/CAPEX/20142015/001 | 2014-10-01 | 11.32 | 0 | 0 | 0 | 0 | 0 |  |  | 0 | 0 | 0 | 0
10.1 | Procurement of 250 MVA Spare GTR | MERC/TECH 1/CAPEX/20142015/001 | 2014-10-01 | 11.32 | 13.4 | 13.4 | 0 | 0 | 0 |  |  | 0 | 0 | 0 | 0
13 | Construction of Concrete Roads & Spare Generator Transformer Foundation at Parli TPS | MERC/CAPEX/20162017/01172 | 2016-12-09 | 16.85 | 0 | 0 | 0 | 0 | 0 |  |  | 0 | 0 | 0 | 0
13.1 | Construction of concrete road from Gangakhed road to entrance of unit no.6,7 at NPTPS Parli V. | MERC/CAPEX/20162017/01172 | 2016-12-09 | 7.02 | 6.8552 | 6.8552 | 0 | 0 | 0 |  |  | 0 | 0 | 0 | 0
13.2 | Construction of internal concrete roads within premises of Unit 6 and 7. | MERC/CAPEX/20162017/01172 | 2016-12-09 | 7.55 | 5.9636 | 5.9636 | 0 | 0 | 0 |  |  | 0 | 0 | 0 | 0
13.3 | Construction of spare generator transformer foundation of Unit No. 6,7 at NPTPS Parli-V & Paras TPS | MERC/CAPEX/20162017/01172 | 2016-12-09 | 1.48 | 1.2848 | 1.2848 | 0 | 0 | 0 |  |  | 0 | 0 | 0 | 0
0 | IDC | MERC/CAPEX/20162017/01172 | 2016-12-09 | 0.8 | 0 | 0 | 0 | 0 | 0 |  |  | 0 | 0 | 0 | 0
14 | Procurement of battery breakers and weigh bridge for Parli Unit 6 & 7 | MERC/CAPEX/20172018/4711 | 2017-11-16 | 18.28 | 0 | 0 | 0 | 0 | 0 |  |  | 0 | 0 | 0 | 0
14.1 | Replacement of 220V station batteries, 360V UPS batteries, 24V DCS batteries , 360V UPS AHP batteries at U6 & U7 NPTPS | MERC/CAPEX/20172018/4711 | 2017-11-16 | 15.08 | 14.4773 | 14.4773 | 0 | 0 | 0 |  |  | 0 | 0 | 0 | 0
14.2 | Installation of Pit less weighbridge of 100 MT capacity. | MERC/CAPEX/20172018/4711 | 2017-11-16 | 0.3 | 0.29736 | 0.29736 | 0 | 0 | 0 |  |  | 0 | 0 | 0 | 0
14.3 | Procurement of SF 6 Generator Circuit Breaker Type- FKG1X | MERC/CAPEX/20172018/4711 | 2017-11-16 | 2.46 | 0 | 0 | 0 | 0 | 0 |  |  | 0 | 0 | 0 | 0
14.4 | Procurement of spare VCB’s trolleys. | MERC/CAPEX/20172018/4711 | 2017-11-16 | 0.31 | 0.50571 | 0.50571 | 0 | 0 | 0 |  |  | 0 | 0 | 0 | 0
0 | IDC | MERC/CAPEX/20172018/4711 | 2017-11-16 | 0.13 | 0 | 0 | 0 | 0 | 0 |  |  | 0 | 0 | 0 | 0
15 | First raising of ash bund from 426 Mtr. To 432 Mtr. Of Dautpur Ash Bund No. 2 for Unit No. 4, 6, 7 & 8 at Parli TPS. | MERC/CAPEX/20172018/4703 | 2017-11-16 | 45.5248 | 0 | 0 | 0 | 0 | 0 |  |  | 0 | 0 | 0 | 0
15.1 | First raising of ash bund from 426 Mtr. To 432 Mtr. Of Dautpur Ash Bund No. 2 for Unit No. 4, 6, 7 & 8 at Parli TPS. | MERC/CAPEX/20172018/4703 | 2017-11-16 | 44.1548 | 43.0947 | 43.0947 | 0 | 0 | 0 |  |  | 0 | 0 | 0 | 0
0 | IDC | MERC/CAPEX/20172018/4703 | 2017-11-16 | 1.37 | 0 | 0 | 0 | 0 | 0 |  |  | 0 | 0 | 0 | 0
16 | Renovation works of colony at Parli TPS | MERC/CAPEX/2018-2019/065 | 2019-03-05 | 13.1481 | 0 | 0 | 0 | 0 | 0 |  |  | 0 | 0 | 0 | 0
16.1 | Colony Renovation / Garden and relation works | MERC/CAPEX/2018-2019/065 | 2019-03-05 | 8.0503 | 5.6193 | 5.6193 | 0 | 0 | 0 |  |  | 0 | 0 | 0 | 0
16.2 | Colony Road work | MERC/CAPEX/2018-2019/065 | 2019-03-05 | 2.3051 | 2.0084 | 2.0084 | 0 | 0 | 0 |  |  | 0 | 0 | 0 | 0
16.3 | Colony Water supply, Sanitary and drinage line work | MERC/CAPEX/2018-2019/065 | 2019-03-05 | 2.7927 | 0.16449 | 0.16449 | 0 | 0 | 0 |  |  | 0 | 0 | 0 | 0
16.4 | Mangal Karyalaya and Community Hall work | MERC/CAPEX/2018-2019/065 | 2019-03-05 | 0 | 0 | 0 | 0 | 0 | 0 |  |  | 0 | 0 | 0 | 0
16.5 | Other Civil works | MERC/CAPEX/2018-2019/065 | 2019-03-05 | 0 | 0 | 0 | 0 | 0 | 0 |  |  | 0 | 0 | 0 | 0
17 | Various Civil Schemes at Parli TPS | MERC/CAPEX/20182019/020 | 2019-01-16 | 11.9987 | 0 | 0 | 0 | 0 | 0 |  |  | 0 | 0 | 0 | 0
17.1 | Repair work of Khadka road from Sangam T point TPS compound wall to Khadka pump house by providing and laying GSB and bituminous macadam surface on existing road at TPS Parli V | MERC/CAPEX/20182019/020 | 2019-01-16 | 6.1933 | 5.646 | 5.646 | 0 | 0 | 0 |  |  | 0 | 0 | 0 | 0
17.2 | Replacement of old A.C. / G.I. Sheets by new C.G.I. Sheets at Unit 4 and 5 TPS Parli Vaijnath | MERC/CAPEX/20182019/020 | 2019-01-16 | 0.38584 | 0.28061 | 0.28061 | 0 | 0 | 0 |  |  | 0 | 0 | 0 | 0
17.3 | Water supply pipe line from Way bridge to chummery gate at Old Power House premises TPS Parli Vaijnath | MERC/CAPEX/20182019/020 | 2019-01-16 | 1.4908 | 0 | 0 | 0 | 0 | 0 |  |  | 0 | 0 | 0 | 0
17.4 | Providing and fixing colour coated sheets for roofing and cladding of Major Store godowns (3 Nos.) at NPTPS Parli Vaijnath. | MERC/CAPEX/20182019/020 | 2019-01-16 | 0.32053 | 0.23293 | 0.23293 | 0 | 0 | 0 |  |  | 0 | 0 | 0 | 0
17.5 | Development of Major store unloading yard by providing RCC grade slab in unit 6 & 7 premises at NPTPS Parli V. | MERC/CAPEX/20182019/020 | 2019-01-16 | 2.7334 | 0 | 0 | 0 | 0 | 0 |  |  | 0 | 0 | 0 | 0
17.6 | Work of painting to service building, Main plant building and various Auxillarey buildings of unit No. 6&7 at New Parli Thermal Power Station. | MERC/CAPEX/20182019/020 | 2019-01-16 | 0.58999 | 0.43154 | 0.43154 | 0 | 0 | 0 |  |  | 0 | 0 | 0 | 0
17.6 | Construction of RCC cabins at various locations in unit No.6&7 premises at NPTPS Parli - V. | MERC/CAPEX/20182019/020 | 2019-01-16 | 0.28481 | 0.20461 | 0.20461 | 0 | 0 | 0 |  |  | 0 | 0 | 0 | 0
0 | IDC | MERC/CAPEX/20182019/020 | 2019-01-16 | 0 | 0 | 0 | 0 | 0 | 0 |  |  | 0 | 0 | 0 | 0
18 | Procurement & replacement of complete set of Economizer and LTSH upper & lower coils of Unit No. 6 & 7 at Parli TPS | MERC/CAPEX/2019-2020/419 | 2019-07-26 | 22.72 | 0 | 0 | 0 | 0 | 0 |  |  | 0 | 0 | 0 | 0
18.1 | Procurement & replacement of complete set of economizer upper & lower bank coils of Unit No. 6 | MERC/CAPEX/2019-2020/419 | 2019-07-26 | 10.6 | 8.7955 | 0 | 8.7955 | 0 | 0 |  |  | 0 | 8.7955 | 0 | 0
18.2 | Procurement & replacement of complete set of LTSH upper & lower bank coils for Parli TPS unit-7 | MERC/CAPEX/2019-2020/419 | 2019-07-26 | 10.6 | 12.3255 | 12.3284 | -0.0028903 | 0 | 0 |  |  | 0 | -0.0028903 | 0 | 0
0 | IDC | MERC/CAPEX/2019-2020/419 | 2019-07-26 | 1.52 | 0.81067 | 0.81066 | 5.28e-06 | 0 | 0 |  |  | 0 | 5.28e-06 | 0 | 0
19 | Schemes related to enhance the performance of Coal Handling Plant (2 x 250 MW) at Parli TPS | MERC/CAPEX/2019-2020/451 | 2019-07-30 | 10.72 | 0 | 0 | 0 | 0 | 0 |  |  | 0 | 0 | 0 | 0
19.1 | Procurement of 02 Nos. of BD155 Bulldozers for Parli TPS | MERC/CAPEX/2019-2020/451 | 2019-07-30 | 3.93 | 4.3293 | 4.3293 | 0 | 0 | 0 |  |  | 0 | 0 | 0 | 0
19.2 | Procurement of 02 Nos. of Locomotives(800 HP) for Parli TPS | MERC/CAPEX/2019-2020/451 | 2019-07-30 | 6.25 | 6.4416 | 6.4416 | 0 | 0 | 0 |  |  | 0 | 0 | 0 | 0
0 | IDC | MERC/CAPEX/2019-2020/451 | 2019-07-30 | 0.54 | 0 | 0 | 0 | 0 | 0 |  |  | 0 | 0 | 0 | 0
20 | Procurement of Energy Efficient Cartridges of boiler Feed Pumps at Unit # 6 & 7, Girth Gear, Pinion for BBD-4772 Coal Mills & Procurement, Installation, Commissioning of Variable Frequency Drive for Gravimetric Coal Feeders (2X250MW) at Parli TPS | MERC/CAPEX/2019-2020/476, MERC/CAPEX/2019-2020/858 | 01-08-2019, 10-10-2019 | 21.26 | 0 | 0 | 0 | 0 | 0 |  |  | 0 | 0 | 0 | 0
20.1 | Procurement & replacement of complete BFP Cartridge for advance class pump model FK-3B-40. | MERC/CAPEX/2019-2020/476, MERC/CAPEX/2019-2020/858 | 01-08-2019, 10-10-2019 | 14.39 | 14.1187 | 14.1187 | 0 | 0 | 0 |  |  | 0 | 0 | 0 | 0
20.2 | Procurement of girth gear pinion for BBD-4772 coal mill at Parli TPS & Work Cost for replacement of girth gear, pinion shaft bearing. | 0 | Not Approved | 0 | 0 | 0 | 0 | 0 | 0 |  |  | 0 | 0 | 0 | 0
20.3 | Procurement of VFD up-grade kit for replacement of existing Eddy current clutch drive system. | MERC/CAPEX/2019-2020/476, MERC/CAPEX/2019-2020/858 | 01-08-2019, 10-10-2019 | 5.94 | 5.9323 | 5.9323 | 0 | 0 | 0 |  |  | 0 | 0 | 0 | 0
20.4 | Supervision of Installation, erection and commissioning for DT-9 & VFD Upgrade system inclusive of travel charges Boarding and lodging. | MERC/CAPEX/2019-2020/476, MERC/CAPEX/2019-2020/858 | 01-08-2019, 10-10-2019 | 0.29 | 0.2832 | 0.2832 | 0 | 0 | 0 |  |  | 0 | 0 | 0 | 0
0 | IDC | MERC/CAPEX/2019-2020/476, MERC/CAPEX/2019-2020/858 | 01-08-2019, 10-10-2019 | 0.64 | 0.51658 | 0.51658 | 0 | 0 | 0 |  |  | 0 | 0 | 0 | 0
21 | HMI up-gradation of DCS U-6 & U-7 and Procurement of Assemblies for Reducer Gear box SZN-630 & SBN-630 for BBD-4772 (2 x 250 MW) coal mills at Parli TPS | MERC/CAPEX/2019-2020/854 | 2019-10-10 | 13.2 | 0 | 0 | 0 | 0 | 0 |  |  | 0 | 0 | 0 | 0
21.1 | Up gradation of MaxDNA DCS system (HMI Up gradation). | MERC/CAPEX/2019-2020/854 | 2019-10-10 | 10.49 | 9.06 | 4.7251 | 4.3349 | 0 | 0 |  |  | 0 | 4.3349 | 0 | 0
0 | IDC | 0 | - | 0 | 0.2009 | 0.2009 | 0 | 0 | 0 |  |  | 0 | 0
21.2 | Procurement of Spares for Reducer Gear box SZN-630 for BBD-4772 Coal mills of 250MW at Unit 6 | MERC/CAPEX/2019-2020/854 | 2019-10-10 | 1.01 | 1.0442 | 1.0442 | 0 | 0 | 0 |  |  | 0 | 0 | 0 | 0
21.3 | Procurement of Spares for Reducer Gear box SBN-630 for BBD-4772 Coal mills of 250MW at Unit 7 | MERC/CAPEX/2019-2020/854 | 2019-10-10 | 1.7 | 1.6232 | 1.6232 | 0 | 0 | 0 |  |  | 0 | 0 | 0 | 0
0 | IDC | MERC/CAPEX/2019-2020/854 | 2019-10-10 | 0 | 0 | 0 | 0 | 0 | 0 |  |  | 0 | 0 | 0 | 0
22 | Flue Gas Desulphurization (FGD) System at Unit 6 & 7 Parli TPS | MERC/CAPEX/2021-2022/0284 | 2022-06-27 | 145.0169 | 0 | 0 | 0 | 0 | 0 |  |  | 0 | 0 | 0 | 0
22.1 | Flue Gas Desulphurization (FGD) System at Unit 6 & 7 Parli TPS | MERC/CAPEX/2021-2022/0284 | 2022-06-27 | 138.44 | 0 | 0 | 0 | 18.25 | 0 |  |  | 0 | 18.25 | 0 | 0
0 | IDC | MERC/CAPEX/2021-2022/0284 | 2022-06-27 | 6.5769 | 0 | 0 | 0 | 0.57 | 0 |  |  | 0 | 0.57 | 0 | 0
HO DPR-5 | Procurement of energy efficient HT motors at Bhusawal TPS, Koradi TPS, Chandrapur TPS, khaperkheda TPS, Parli TPS & Paras TPS as insurance spares | MERC/TECH 1/CAPEX/20142015/01218 | 2014-11-25 | 3.05 | 0 | 0 | 0 | 0 | 0 |  |  | 0 | 0 | 0 | 0
HO DPR-5a | Parli: Procurement of HT Motors (CHP-I Phase and CEP/CW/ACW-II Phase)for NPTPS U-6&7 | MERC/TECH 1/CAPEX/20142015/01218 | 2014-11-25 | 3.05 | 1.4099 | 1.4099 | 0 | 0 | 0 |  |  | 0 | 0 | 0 | 0
HO DPR-6 | Supply, Installation, Commissioning and Operation & Maintenance Services of Continuous Ambient Air Quality Monitoring Stations (CAAQMS) at various TPS | MERC/CAPEX/20162017/00423 | 2016-08-03 | 1.3258 | 0 | 0 | 0 | 0 | 0 |  |  | 0 | 0 | 0 | 0
HO DPR-6a | NEW PARLI (U-6 & 7) | MERC/CAPEX/20162017/00423 | 2016-08-03 | 1.3258 | 0.94127 | 0.94127 | 0 | 0 | 0 |  |  | 0 | 0 | 0 | 0
0 | IDC | 0 | - | 0 | 0.039604 | 0.039604 | 0 | 0 | 0 |  |  | 0 | 0
HO DPR 7 | Installation of Real Time Online Coal-Ash Analyzer at various TPS | MERC/CAPEX/20162017/00774 | 2016-09-30 | 7.0966 | 0 | 0 | 0 | 0 | 0 |  |  | 0 | 0 | 0 | 0
HO DPR 7a | NEW PARLI (U-6 & 7) | MERC/CAPEX/20162017/00774 | 2016-09-30 | 7.0966 | 0 | 0 | 0 | 0 | 0 |  |  | 0 | 0 | 0 | 0
HO DPR 8 | Replacement of Fire Tenders at Various Power Stations of Mahagenco | MERC/CAPEX/20172018/4653 | 2017-11-13 | 3.97 | 0 | 0 | 0 | 0 | 0 |  |  | 0 | 0 | 0 | 0
HO DPR 8.1 | Advance Multipurpose Fire Tender for Parli 6-7 | MERC/CAPEX/20172018/4653 | 2017-11-13 | 2.72 | 1.7765 | 1.7765 | 0 | 0 | 0 |  |  | 0 | 0 | 0 | 0
HO DPR 8.2 | Normal Multipurpose Fire Tender Parli 6-7 | MERC/CAPEX/20172018/4653 | 2017-11-13 | 1.25 | 0 | 0 | 0 | 0 | 0 |  |  | 0 | 0 | 0 | 0
0 | IDC | MERC/CAPEX/20172018/4653 | 2017-11-13 | 0 | 0 | 0 | 0 | 0 | 0 |  |  | 0 | 0 | 0 | 0
HO DPR 10 | Implementation of IB recommendations- Civil works at various TPS of Mahagenco | MERC/CAPEX/20172018/0177 | 2018-02-06 | 2.36 | 0 | 0 | 0 | 0 | 0 |  |  | 0 | 0 | 0 | 0
HO DPR 10a | NEW PARLI (U-6 & 7) | MERC/CAPEX/20172018/0177 | 2018-02-06 | 2.36 | 1.585 | 1.585 | 0 | 0 | 0 |  |  | 0 | 0 | 0 | 0
HO DPR 15 | Procurement & Replacement of Complete Sets of Air Pre-heater Baskets at Nashik, Parli & Chandrapur TPS of Mahagenco | MERC/CAPEX/2019-2020/643 | 2019-08-26 | 2.12 | 0 | 0 | 0 | 0 | 0 |  |  | 0 | 0 | 0 | 0
HO DPR 15a | Procurement and Replacement of Complete sets of assembly of baskets for air preheater of type tri-sector APH 27 VI(T) 74” in NTPS unit no. 4 & 5 (210MW). (2 Sets Per Unit) | MERC/CAPEX/2019-2020/643 | 2019-08-26 | 2.12 | 2.458 | 2.458 | 0 | 0 | 0 |  |  | 0 | 0 | 0 | 0
HO DPR 16 | Construction of new Administrative Building for Mahagenco at Vidyut Bhawan, Katol Road, Nagpur | MERC/CAPEX/2021-2022/MSPGCL/063 | 2022-02-12 | 57 | 0 | 0 | 0 | 0 | 0 |  |  | 0 | 0
HO DPR 16.1 | Construction of new Administrative Building for Mahagenco at Vidyut Bhawan, Katol Road, Nagpur | MERC/CAPEX/2021-2022/MSPGCL/063 | 2022-02-12 | 54.24 | 0 | 0 | 0 | 0 | 0 |  |  | 0 | 0
0 | IDC | MERC/CAPEX/2021-2022/MSPGCL/063 | 2022-02-12 | 2.76 | 0 | 0 | 0 | 0 | 0 |  |  | 0 | 0
HO DPR 17 | Centralized Monitoring Solution | MERC/CAPEX/MSPGCL/2023-24/0576 | 2023-11-02 | 69.309 | 0 | 0 | 0 | 0 | 0 |  |  | 0 | 0
HO DPR 17.1 | Centralized Monitoring Solution | MERC/CAPEX/MSPGCL/2023-24/0576 | 2023-11-02 | 66.009 | 0 | 0 | 0 | 0 | 0 |  |  | 0 | 0
0 | IDC | MERC/CAPEX/MSPGCL/2023-24/0576 | 2023-11-02 | 3.3 | 0 | 0 | 0 | 0 | 0 |  |  | 0 | 0
23 | Coal Handling Plant Environment Improvement Schemes at U-6&7 CHP (2X250MW) Parli TPS | Yet to be approve | - | 0 | 0 | 0 | 0 | 0 | 0 |  |  | 0 | 0 | 0 | 0
23.1 | Scheme-1: Design, Engineering, Manufacturing, Supply, Installation and Commissioning of Dedusting System ( Dust Extraction System) for Crusher House and Bunker House at Unit -6 & 7 at CHP Parli TPS. | Yet to be approve | - | 0 | 0 | 0 | 0 | 0 | 0 |  |  | 0 | 0 | 0 | 0
23.2 | Scheme-2: Supply, Installation, Erection & Commissioning of medium velocity water spray dust suppression system at CHP U-6/7 coal yard Crusher house & Link Conveyor at Parli TPS. | Yet to be approve | - | 0 | 0 | 0 | 0 | 0 | 0 |  |  | 0 | 0 | 0 | 0
23.3 | Scheme-3: Supply, Installation, Commissioning of Fire Hydrant & Spray line above ground around stacker yard and crusher house, wagon tippler through conveyor belt with DV & DV Shed at CHP U-6/7. | Yet to be approve | - | 0 | 0 | 0 | 0 | 0 | 0 |  |  | 0 | 0 | 0 | 0
23.4 | Scheme-4: Design, Manufacturing, Supply, Erection and Commissioning of DRY FOG Dust Suppression system at Wagon Tippler, Conveyor Belt Transfer point at U-6/7 CHP Parli TPS. | Yet to be approve | - | 0 | 0 | 0 | 0 | 0 | 0 |  |  | 0 | 0 | 0 | 0
0 | IDC | Yet to be approve | - | 0 | 0 | 0 | 0 | 0 | 0 |  |  | 0 | 0 | 0 | 0
24 | Coal Mill Performance Improvement Schemes at U-6 & 7 (2 x 250 MW) Parli TPS | Yet to be approve | - | 0 | 0 | 0 | 0 | 0 | 0 |  |  | 0 | 0 | 0 | 0
24.1 | Scheme-1: Procurement And Replacement Of Internals For Reducer Gear Box Szn-630 & Sbn-630 for Bbd-4772 Coal Mills Of 250mw At Unit 6,7 Parli | Yet to be approve | - | 0 | 0 | 0 | 0 | 0 | 0 |  |  | 0 | 0 | 0 | 0
24.2 | Scheme-2: Supply, Replacement, Erection And Installation Of Foundation Deck Springs Assembly (Vibration Isolation System) For Bbd-4772 Coal Mill Of For 250mw Unit-6&7 At Parli Tps.. | Yet to be approve | - | 0 | 0 | 0 | 0 | 0 | 0 |  |  | 0 | 0 | 0 | 0
24.3 | Scheme-3: Procurement And Installation of Girth Gear And Pinion Of Coal Mill Bbd-4772 For Unit-6,7 At Parli TPS. | Yet to be approve | - | 0 | 0 | 0 | 0 | 0 | 0 |  |  | 0 | 0
24.4 | Scheme-4: Procurement And Installation of Drive Shaft Assembly Of Coal Mill BBD-4772 For Unit-6 ,7 At Parli TPS. | Yet to be approve | - | 0 | 0 | 0 | 0 | 0 | 0 |  |  | 0 | 0
24.5 | Scheme-5: Procurement And Replacement of Bearing Shell Liner For Bbd-4772 Coal Mills Of 250mw At Unit 6,7 Parli TPS. | Yet to be approve | - | 0 | 0 | 0 | 0 | 0 | 0 |  |  | 0 | 0
0 | IDC | Yet to be approve | - | 0 | 0 | 0 | 0 | 0 | 0 |  |  | 0 | 0
25 | Administrative building | Yet to be approved | - | 0 | 0 | 0 | 0 | 0 | 0 |  |  | 0 | 0
25.1 | Administrative building | Yet to be approved | - | 0 | 0 | 0 | 0 | 0 | 0 |  |  | 0 | 0
26 | DPR on Refurbishment of spare HPT module (Common pool item) at TM U#6,7 Parli TPS, Upgradation of Air Temperature Controlling system & Supply, Installation and commissioning of unit-6 air compressor & Upgradation of existing chiller AC plant for PCR,Service Building,VFD area at NPTPS Parli -V at TPS Parli -V | Yet to be approved | - | 0 | 0 | 0 | 0 | 0 | 0 |  |  | 0 | 0
26.1 | Refurbishment of spare HPT module (Common pool item) at TM U#6,7 Parli TPS | Yet to be approved | - | 0 | 0 | 0 | 0 | 0 | 0 |  |  | 0 | 0
26.2 | Design, Erection, Testing & Commissioning of Energy Efficient Air Washer (cooling) System at Unit 6&7 NPTPS, Parli-V. | Yet to be approved | - | 0 | 0 | 0 | 0 | 0 | 0 |  |  | 0 | 0
26.3 | Upgradation of reciprocating compressor into screw compressor at U#6 | Yet to be approved | - | 0 | 0 | 0 | 0 | 0 | 0 |  |  | 0 | 0
26.4 | Upgradation of existing chiller AC plant for PCR,Service Building,VFD area at NPTPS Parli -V | Yet to be approved | - | 0 | 0 | 0 | 0 | 0 | 0 |  |  | 0 | 0
0 | IDC | 0 | - | 0 | 0 | 0 | 0 | 0 | 0 |  |  | 0 | 0
Covid Related Work | U#6,7 Medical02 Oxygen Gr&Cyl Ozonization Plant501 | N.A. | - | 0 | 3.8414 | 3.8414 | 0 | 0 | 0 |  |  | 0 | 0
0 | 0 | 0 | - | 0 | 0 | 0 | 0 | 0 | 0 |  |  | 0 | 0
B | Asset received from Project of 6-7 | 0 | - | 0 | 0 | 0 | 0 | 0 | 0 |  |  | 0 | 0
1 | Enhanced Land Compensation LAR No-127/2003 | N.A. | - | 0 | 0.72651 | 0.72651 | 0 | 0 | 0 |  |  | 0 | 0
2 | Assets rec. from Project Boiler Plant and Equipments | N.A. | - | 0 | 14.2796 | 14.2796 | 0 | 0 | 0 |  |  | 0 | 0
3 | Assets rec. from Project & CivilBoiler Plant and Equipments | N.A. | - | 0 | 0.11889 | 0.11889 | 0 | 0 | 0 |  |  | 0 | 0
4 | Received from project 2010-11 - mechanical works o f Boiler Plant and Equipments | N.A. | - | 0 | 0.11889 | 0.11889 | 0 | 0 | 0 |  |  | 0 | 0
5 | Assets Received from project 2010-11 - Ash handling plant | N.A. | - | 0 | 0.076351 | 0.076351 | 0 | 0 | 0 |  |  | 0 | 0
6 | Bolero Jeep MH 19 AE 6941 | N.A. | - | 0 | 0.04236 | 0.04236 | 0 | 0 | 0 |  |  | 0 | 0
7 | Land owned under full title | N.A. | - | 0 | 0.60786 | 0.60786 | 0 | 0 | 0 |  |  | 0 | 0
8 | Assets rec. from Project & CivilBoiler Plant and Equipments | N.A. | - | 0 | 2.6343 | 2.6343 | 0 | 0 | 0 |  |  | 0 | 0
9 | Received from project 2010-11 - mechanical works o f Boiler Plant and Equipments | N.A. | - | 0 | 2.6343 | 2.6343 | 0 | 0 | 0 |  |  | 0 | 0
10 | Received from Project 2010-11 - Crane Hoising Equipment | N.A. | - | 0 | 0.012011 | 0.012011 | 0 | 0 | 0 |  |  | 0 | 0
11 | Enhancd Land CompnstnLarNo134/2003 Srvy No3Jlalp | 0 | - | 0 | 0 | 0 | 0 | 0.47069 | 0.47069 |  |  | 0.47069 | 0
12 | Enhancd Land CompnstnLarNo273/2010Sangam Gat24,54, | 0 | - | 0 | 0 | 0 | 0 | 0.32732 | 0.32732 |  |  | 0.32732 | 0
13 | Enhancd Land CompnstnLarNo273/2010Sangam Gat24,54, | 0 | - | 0 | 0 | 0 | 0 | 0.087899 | 0.087899 |  |  | 0.087899 | 0
14 | Received from project 2010-11 - mechanical works of Boiler Plant and Equipments | 0 | - | 0 | 0 | 0 | 0 | 6.8808 | 6.8808 |  |  | 6.8808 | 0
15 | Compnsn payment agst land acquired | 0 | - | 0 | 0 | 0 | 0 | 0 | 0 |  |  | 0 | 0
C | Yet to be submitted to MERC | 0 | - | 0 | 0 | 0 | 0 | 0 | 0 |  |  | 0 | 0
2 | Upgradation of PCAL to PADO upgradation Charger, UPS & upgradation of fast bus transfer scheme, Installation, Erection and Commissioning of Mill Fire Detection System at U#6,7, HT motors procurement & PLC upgradation. | Yet to be approved | - | 0 | 0 | 0 | 0 | 0 | 0 |  |  | 0 | 0
2.1 | Supply, Erection & Commissioning of 24 V,4500 AH Battery Charger at Unit 6&7,220 V,2500 AH Battery Charger at U-6&7, And110 V,400 AH Battery Charger at Khadka, Naikota Pump House, Parli Vaijnath. | Yet to be approved | - | 0 | 0 | 0 | 0 | 0 | 0 |  |  | 0 | 0
2.2 | Supply, Erection & Commissioning of 80 KVA UPS at U-6&7, Parli Vaijnath. | Yet to be approved | - | 0 | 0 | 0 | 0 | 0 | 0 |  |  | 0 | 0
2.3 | Up-gradation of BTS system at Unit 6 & 7 , Parli-Vaijnath. | Yet to be approved | - | 0 | 0 | 0 | 0 | 0 | 0 |  |  | 0 | 0
2.4 | Supply Installation, erection, and commissioning of Mill fire detection system at U# 6,7 NPTPS, Parli- V | Yet to be approved | - | 0 | 0 | 0 | 0 | 0 | 0 |  |  | 0 | 0
2.5 | Upgradation of Existing PCal System with Plant Performance Analysis Diagnostic and Optimization System (PADO) at Unit - 6,7 New Parli TPS, Parli-V. | Yet to be approved | - | 0 | 0 | 0 | 0 | 0 | 0 |  |  | 0 | 0
2.6 | Upgradation of expired and vulnerable SCADA, Operating System, and Hardware to improve life and communication system of DM Plant and Condenser Polishing Plant Unit 6&7 250 MW at NPTPS Parli V". | Yet to be approved | - | 0 | 0 | 0 | 0 | 0 | 0 |  |  | 0 | 0
2.7 | Procurement of Energy efficient HT motors at U#6,7, TPS Parli-V | Yet to be approved | - | 0 | 0 | 0 | 0 | 0 | 0 |  |  | 0 | 0
0 | IDC | 0 | - | 0 | 0 | 0 | 0 | 0 | 0 |  |  | 0 | 0
3 | DPR on Supply, Installation, and commissioning of complete Governing rack assembly at Unit -06 & 07 TPS Parli-V & Procurement of LPT inner-inner casing at Unit 07 TPS Parli-V. | Yet to be approved | - | 0 | 0 | 0 | 0 | 0 | 0 |  |  | 0 | 0
3.1 | Supply, Installation and Commissioning of complete governing rack assembly at Unit-06 TPS ,PARLI-V | Yet to be approved | - | 0 | 0 | 0 | 0 | 0 | 0 |  |  | 0 | 0
3.2 | Procurement of LPT inner-inner casing at Unit- 7 TPS, Parli-V | Yet to be approved | - | 0 | 0 | 0 | 0 | 0 | 0 |  |  | 0 | 0
0 | IDC | Yet to be approved | - | 0 | 0 | 0 | 0 | 0 | 0 |  |  | 0 | 0
4 | DPR on Procurement of BFP pumps, BFP booster pumps at Unit 6,7 Parli Vaijnath. Refurbishment of existing M/s Jindal make H2 gas Dryer, Refurbishment of existing M/s Donaldson make Instrument Air Dryer at Unit#6 Parli TPS & Repair and refurbishment of flowmore make ACW pump v.t model 24h/2 stage drawing no. csd/96502082k5(A)& HSC booster pump model fig 5821 size 350 x 300 drawing no. csd/96502082k5(b) at unit#6,7. | Yet to be approved | - | 0 | 0 | 0 | 0 | 0 | 0 |  |  | 0 | 0
4.1 | Procurement of Energy Efficient Cartridges of Boiler Feed Pumps at Unit #6&7 Parli TPS and BFP booster pumps at Unit 6,7 Parli Vaijnath. | Yet to be approved | - | 0 | 0 | 0 | 0 | 0 | 0 |  |  | 0 | 0
4.2 | Refurbishment of existing M/s Jindal make H2 gas Dryer at Unit #6&7 Parli TPS | Yet to be approved | - | 0 | 0 | 0 | 0 | 0 | 0 |  |  | 0 | 0
4.3 | Refurbishment of existing M/s Donaldson make Instrument Air Dryer at Unit#6 Parli TPS | Yet to be approved | - | 0 | 0 | 0 | 0 | 0 | 0 |  |  | 0 | 0
4.4 | Repair and refurbishment of flowmore make ACW pump v.t model 24h/2 stage drawing no. csd/96502082k5(A)& HSC booster pump model fig 5821 size 350 x 300 drawing no. csd/96502082k5(b) at unit#6,7. | Yet to be approved | - | 0 | 0 | 0 | 0 | 0 | 0 |  |  | 0 | 0
0 | IDC | Yet to be approved | - | 0 | 0 | 0 | 0 | 0 | 0 |  |  | 0 | 0
5 | Bolier Improvement schemes at U#6,7 Parli TPS | Yet to be approved | - | 0 | 0 | 0 | 0 | 0 | 0 |  |  | 0 | 0
5.1 | Procurment & replacement of Four complete set of APH basket ay U#6 & 7 | Yet to be approved | - | 0 | 0 | 0 | 0 | 0 | 0 |  |  | 0 | 0
5.2 | PROCUREMENT & REPLACEMENT OF COAL COMPARATMENT ASSEMBLIES FOR 250 MW UNIT-6 & 7 AT PARLI TPS | Yet to be approved | - | 0 | 0 | 0 | 0 | 0 | 0 |  |  | 0 | 0
5.3 | Procurement & replacement of complete set of Reheater coils for U- 6 & 7 | Yet to be approved | - | 0 | 0 | 0 | 0 | 0 | 0 |  |  | 0 | 0
5.4 | Procurement & replacement of complete set of Platen SH coil for U- 6 & 7 | Yet to be approved | - | 0 | 0 | 0 | 0 | 0 | 0 |  |  | 0 | 0
5.5 | Procurement & replacement of shell liner for U-6&7 | Yet to be approved | - | 0 | 0 | 0 | 0 | 0 | 0 |  |  | 0 | 0
5.6 | Procurement & replacement of FD fan assembly with blade set at U#6,7 | Yet to be approved | - | 0 | 0 | 0 | 0 | 0 | 0 |  |  | 0 | 0
0 | IDC | Yet to be approved | - | 0 | 0 | 0 | 0 | 0 | 0 |  |  | 0 | 0
6 | Bolier plant performance Improvement schemes at U#6,7 Parli TPS | Yet to be approved | - | 0 | 0 | 0 | 0 | 0 | 0 |  |  | 0 | 0
6.1 | PROCUREMENT & REPLACEMENT OF COAL COMPARATMENT ASSEMBLIES FOR 250 MW UNIT-6 & 7 AT PARLI TPS | Yet to be approved | - | 0 | 0 | 0 | 0 | 0 | 0 |  |  | 0 | 0
6.2 | Procurement & replacement of shell liner for U-6&7 | Yet to be approved | - | 0 | 0 | 0 | 0 | 0 | 0 |  |  | 0 | 0
6.3 | Procurement & replacement of water wall Z panel & water wall soot blower panel at U#6,7 | Yet to be approved | - | 0 | 0 | 0 | 0 | 0 | 0 |  |  | 0 | 0
6.4 | Procurement & Replacement of Two complete set of APH Baskets at 250 MW Unit-7, Parli TPS. | Yet to be approved | - | 0 | 0 | 0 | 0 | 0 | 0 |  |  | 0 | 0
0 | IDC | Yet to be approved | - | 0 | 0 | 0 | 0 | 0 | 0 |  |  | 0 | 0
7 | ESP Upgradation at U#6,7 | Yet to be approved | - | 0 | 0 | 0 | 0 | 0 | 0 |  |  | 0 | 0
7.1 | Procurement & replacement of all emitting coils & collecting plates of ESP & Procurement & replacement of ESP internals at U#6,7 Parli TPS & Replacement of thermal insulation of boiler, ducts & steam piping along with supply | Yet to be approved | - | 0 | 0 | 0 | 0 | 0 | 0 |  |  | 0 | 0
7.2 | Replacement of thermal insulation of boiler, ducts & steam piping along with supply | Yet to be approved | - | 0 | 0 | 0 | 0 | 0 | 0 |  |  | 0 | 0
0 | IDC | Yet to be approved | - | 0 | 0 | 0 | 0 | 0 | 0 |  |  | 0 | 0
8 | Augmentation of Dautpur & Sandawa premises water recovery system | Yet to be approved | - | 0 | 0 | 0 | 0 | 0 | 0 |  |  | 0 | 0
8.1 | Supply, erection & commissioning of VT pumps for waste water recovery at TM-NPTPS, Parli-V | Yet to be approved | - | 0 | 0 | 0 | 0 | 0 | 0 |  |  | 0 | 0
8.2 | RENOVATION OF ASH WATER RECOVERY SUPPLY SYSTEM INCLUDING ERECTION & COMMISSIONING LT BOARD 11KV/415V SUBSTATION WITH 11KV OH LINE AT SANDWA & DAUTPUR PUMP HOUSE | Yet to be approved | - | 0 | 0 | 0 | 0 | 0 | 0 |  |  | 0 | 0
8.3 | Construction of New Sandwa recovery pump house at NPTPS Parli Vaijnath. | Yet to be approved | - | 0 | 0 | 0 | 0 | 0 | 0 |  |  | 0 | 0
0 | IDC | Yet to be approved | - | 0 | 0 | 0 | 0 | 0 | 0 |  |  | 0 | 0
9 | DPR on Modification of governing system from low pressure to high pressure at Unit-06 TPS, PARLI-V and Procurement of CW pumps at Unit 6,7 Parli Vaijnath. | Yet to be approved | - | 0 | 0 | 0 | 0 | 0 | 0 |  |  | 0 | 0
9.1 | Modification of governing system from low pressure to high pressure at Unit-06 TPS, PARLI-V | 0 | - | 0 | 0 | 0 | 0 | 0 | 0 |  |  | 0 | 0
9.2 | Procurement of CW pumps at Unit 6,7 Parli Vaijnath | Yet to be approved | - | 0 | 0 | 0 | 0 | 0 | 0 |  |  | 0 | 0
0 | IDC | Yet to be approved | - | 0 | 0 | 0 | 0 | 0 | 0 |  |  | 0 | 0
10 | DPR on Procurement of HP, IP and LP Turbine bladesat Unit 6,7 Parli Vaijnath. | Yet to be approved | - | 0 | 0 | 0 | 0 | 0 | 0 |  |  | 0 | 0
10.1 | Procurement of HP, IP and LP Turbine blade set Unit 6,7 Parli Vaijnath. | Yet to be approved | - | 0 | 0 | 0 | 0 | 0 | 0 |  |  | 0 | 0
0 | IDC | Yet to be approved | - | 0 | 0 | 0 | 0 | 0 | 0 |  |  | 0 | 0
11 | DPR on Procurement of CEP pumps | Yet to be approved | - | 0 | 0 | 0 | 0 | 0 | 0 |  |  | 0 | 0
11.1 | Procurement of CEP pumps | Yet to be approved | - | 0 | 0 | 0 | 0 | 0 | 0 |  |  | 0 | 0
0 | IDC | Yet to be approved | - | 0 | 0 | 0 | 0 | 0 | 0 |  |  | 0 | 0
12 | DPR on Retrofitting of NDCT at Unit 6,7 Parli Vaijnath. and Upgradation of existing chiller AC plant for at Unit 7 Parli Vaijnath. | Yet to be approved | - | 0 | 0 | 0 | 0 | 0 | 0 |  |  | 0 | 0
12.1 | Retrofitting of NDCT at Unit 6,7 Parli Vaijnath. | Yet to be approved | - | 0 | 0 | 0 | 0 | 0 | 0 |  |  | 0 | 0
12.2 | Upgradation of existing chiller AC plant for at Unit 7 Parli Vaijnath. | Yet to be approved | - | 0 | 0 | 0 | 0 | 0 | 0 |  |  | 0 | 0
0 | IDC | Yet to be approved | - | 0 | 0 | 0 | 0 | 0 | 0 |  |  | 0 | 0
13 | DPR on various types of coolers at TPS Parli-Vaijnath | Yet to be approved | - | 0 | 0 | 0 | 0 | 0 | 0 |  |  | 0 | 0
13.1 | Procurement of H2 cooler, BFP coolers, generator exciter cooler, seal oil coolers at Unit 6,7 Parli Vaijnath. | Yet to be approved | - | 0 | 0 | 0 | 0 | 0 | 0 |  |  | 0 | 0
0 | IDC | Yet to be approved | - | 0 | 0 | 0 | 0 | 0 | 0 |  |  | 0 | 0
14 | DPR on Upgradation of screw type compressor at U#7 Parli Vaijnath., Supply, erection & commissioning of Fire Fighting pressure system (pneumatic) at unit 6,7 and 8 at PTPS, Parli-V and Procurement of BFP discharge valve, BFP recirculation valve and gland steam inlet / outlet valves at Unit 6,7 Parli Vaijnath. | Yet to be approved | - | 0 | 0 | 0 | 0 | 0 | 0 |  |  | 0 | 0
14.1 | Upgradation of screw type compressor at U#7 Parli Vaijnath. | Yet to be approved | - | 0 | 0 | 0 | 0 | 0 | 0 |  |  | 0 | 0
14.2 | Supply, erection & commissioning of Fire Fighting pressure system (pneumatic) at unit 6,7 and 8 at PTPS, Parli-V | Yet to be approved | - | 0 | 0 | 0 | 0 | 0 | 0 |  |  | 0 | 0
14.3 | Procurement of BFP discharge valve, BFP recirculation valve and gland steam inlet / outlet valves at Unit 6,7 Parli Vaijnath. | Yet to be approved | - | 0 | 0 | 0 | 0 | 0 | 0 |  |  | 0 | 0
0 | IDC | Yet to be approved | - | 0 | 0 | 0 | 0 | 0 | 0 |  |  | 0 | 0
15 | COAL HANDLING PLANT PERFORMANCE IMPROVEMENT BY SYSTEM UPGRADATION AT Unit 6 ,7 CHP ( 2X 250MW), Parli TPS. | Yet to be approved | - | 0 | 0 | 0 | 0 | 0 | 0 |  |  | 0 | 0
15.1 | Refurbishment of single stream conveyor drives : Procurement of Various types of Gearbox for single stream conveyor drives of 2X 250 MW CHP U6&7 Parli TPS. | Yet to be approved | - | 0 | 0 | 0 | 0 | 0 | 0 |  |  | 0 | 0
15.2 | Refurbishment of single stream conveyor drives : Procurement of Various types of fluid couplings for single stream conveyor drives of 2X 250 MW CHP U6&7 Parli TPS. | Yet to be approved | - | 0 | 0 | 0 | 0 | 0 | 0 |  |  | 0 | 0
15.3 | Refurbishment of single stream conveyor drives : Procurement of ENERGY EFFICIENT HT MOTORS for single stream conveyor drives of 2X 250 MW CHP U6&7 Parli TPS. | Yet to be approved | - | 0 | 0 | 0 | 0 | 0 | 0 |  |  | 0 | 0
15.4 | Refurbishment of single stream conveyor drives : Procurement of HT vacuum circuit breakers for single stream conveyor drives of 2X 250 MW CHP U6&7 Parli TPS. | Yet to be approved | - | 0 | 0 | 0 | 0 | 0 | 0 |  |  | 0 | 0
15.5 | Supply, Erection & Commissioning of street light from U6/7 railway gate to loco shed of CHP U6/7 NPTPS Parli-V | Yet to be approved | - | 0 | 0 | 0 | 0 | 0 | 0 |  |  | 0 | 0
15.6 | Strengthening of U-6 Bunkers at CHP NPTPS | Yet to be approved | - | 0 | 0 | 0 | 0 | 0 | 0 |  |  | 0 | 0
15.7 | Supply and commissioning of Suspended Magnets for U-6,7 CHP NPTPS | Yet to be approved | - | 0 | 0 | 0 | 0 | 0 | 0 |  |  | 0 | 0
15.8 | Modification of 60 KG rail track with laying crossover turnout at NMVP sliding CHP NPTPS | Yet to be approved | - | 0 | 0 | 0 | 0 | 0 | 0 |  |  | 0 | 0
0 | IDC | Yet to be approved | - | 0 | 0 | 0 | 0 | 0 | 0 |  |  | 0 | 0
16 | DPR for normalization and stabilization of coal handling plant performance at Parli TPS | 0 | - | 0 | 0 | 0 | 0 | 0 | 0 |  |  | 0 | 0
16.1 | Procurement of U-6,7 W/T Major spares | Yet to be approved | - | 0 | 0 | 0 | 0 | 0 | 0 |  |  | 0 | 0
16.2 | Supply of impact crusher major spares for CHP U-6/7 | Yet to be approved | - | 0 | 0 | 0 | 0 | 0 | 0 |  |  | 0 | 0
16.3 | Provision of Soft starter / VFD for Various conveyor | Yet to be approved | - | 0 | 0 | 0 | 0 | 0 | 0 |  |  | 0 | 0
16.4 | Upgradation of siemens make PLC at U-6/7. | Yet to be approved | - | 0 | 0 | 0 | 0 | 0 | 0 |  |  | 0 | 0
16.5 | Procurement of U-6/7 Stacker reclaimer major spares | Yet to be approved | - | 0 | 0 | 0 | 0 | 0 | 0 |  |  | 0 | 0
16.6 | Design, supply and commissioning of solar operated lighting system in CHP U-6,7 | Yet to be approved | - | 0 | 0 | 0 | 0 | 0 | 0 |  |  | 0 | 0
16.7 | Installation of CCTV survillance system alongwith all conveyors. | Yet to be approved | - | 0 | 0 | 0 | 0 | 0 | 0 |  |  | 0 | 0
16.8 | Upgradation / Retrofication of Bunker Lifts of Unit-6 & Unit-7 at CHP TPS Parli-V. | Yet to be approved | - | 0 | 0 | 0 | 0 | 0 | 0 |  |  | 0 | 0
0 | IDC | Yet to be approved | - | 0 | 0 | 0 | 0 | 0 | 0 |  |  | 0 | 0
17 | DPR for maximiation of Coal Handling Plant efficiency. | Yet to be approved | - | 0 | 0 | 0 | 0 | 0 | 0 |  |  | 0 | 0
17.1 | W/T control room & bunker house battery & UPS upgradation | Yet to be approved | - | 0 | 0 | 0 | 0 | 0 | 0 |  |  | 0 | 0
17.2 | Provision of Soft starter / VFD for Various conveyor | Yet to be approved | - | 0 | 0 | 0 | 0 | 0 | 0 |  |  | 0 | 0
17.3 | Structure Strengthening of Conveyor NO. 3 and Stacker Reclaimer Rail at U-6/7 CHP | Yet to be approved | - | 0 | 0 | 0 | 0 | 0 | 0 |  |  | 0 | 0
17.4 | Modernization/modification of Conveyor HT/LT cables at U-6/7 CHP. | Yet to be approved | - | 0 | 0 | 0 | 0 | 0 | 0 |  |  | 0 | 0
17.5 | Modernization of EOT cranes and Hoist at various junction tower and various location of CHP U-6/7 | Yet to be approved | - | 0 | 0 | 0 | 0 | 0 | 0 |  |  | 0 | 0
17.6 | Renovation / retrofitting of shuttle conveyor at CHP U-6/7. | Yet to be approved | - | 0 | 0 | 0 | 0 | 0 | 0 |  |  | 0 | 0
17.7 | Upgradation/renovation of bunker lift at RSC-6 & 7 of CHP U-6/7 | Yet to be approved | - | 0 | 0 | 0 | 0 | 0 | 0 |  |  | 0 | 0
0 | IDC | Yet to be approved | - | 0 | 0 | 0 | 0 | 0 | 0 |  |  | 0 | 0
18 | DPR on life enhancement of Coal Handling Plant | Yet to be approved | - | 0 | 0 | 0 | 0 | 0 | 0 |  |  | 0 | 0
18.1 | Renovation, upgradation & capacity enhancement of LT switch gear panels at W/T, S/R and CHP control Switch board at CHP U-6/7. | Yet to be approved | - | 0 | 0 | 0 | 0 | 0 | 0 |  |  | 0 | 0
18.2 | Procurement & installation of Belt tear detection system | Yet to be approved | - | 0 | 0 | 0 | 0 | 0 | 0 |  |  | 0 | 0
18.3 | Conveyor gravity takeup infrastructure strengthening work | Yet to be approved | - | 0 | 0 | 0 | 0 | 0 | 0 |  |  | 0 | 0
18.4 | Replacement of vibrating feeder-I with Apron Feeder at CHP U-6/7. | Yet to be approved | - | 0 | 0 | 0 | 0 | 0 | 0 |  |  | 0 | 0
0 | IDC | Yet to be approved | - | 0 | 0 | 0 | 0 | 0 | 0 |  |  | 0 | 0
19 | DPR for stabiliazation of Coal Handling Performance. | Yet to be approved | - | 0 | 0 | 0 | 0 | 0 | 0 |  |  | 0 | 0
19.1 | Drive modification of Stacker Reclaimer slewing system. | Yet to be approved | - | 0 | 0 | 0 | 0 | 0 | 0 |  |  | 0 | 0
19.2 | Retrofitting of Side Arm Charger-I & II at CHP U-6,7 | Yet to be approved | - | 0 | 0 | 0 | 0 | 0 | 0 |  |  | 0 | 0
19.3 | Provision of open Wagon Tippler at CHP U-6/7 | Yet to be approved | - | 0 | 0 | 0 | 0 | 0 | 0 |  |  | 0 | 0
19.4 | Refurbishment of Apron Feeder at CHP U-6,7 | Yet to be approved | - | 0 | 0 | 0 | 0 | 0 | 0 |  |  | 0 | 0
0 | IDC | Yet to be approved | - | 0 | 0 | 0 | 0 | 0 | 0 |  |  | 0 | 0
20 | Procurement & Replacement of 220V station batteries, 360V UPS batteries, 24V DCS batteries , 360V UPS AHP batteries at U6 & U7 NPTPS | Yet to be approved | - | 0 | 0 | 0 | 0 | 0 | 0 |  |  | 0 | 0
20.1 | Procurement & Replacement of 220V station batteries, 360V UPS batteries, 24V DCS batteries , 360V UPS AHP batteries at U6 & U7 NPTPS | Yet to be approved | - | 0 | 0 | 0 | 0 | 0 | 0 |  |  | 0 | 0
0 | IDC | Yet to be approved | - | 0 | 0 | 0 | 0 | 0 | 0 |  |  | 0 | 0
21 | DPR on Various electricle maintenance schemes at Unit 6,7 NPTPS Parli-V | Yet to be approved | - | 0 | 0 | 0 | 0 | 0 | 0 |  |  | 0 | 0
21.1 | Rennovation of Khadka & Naikota switchyard including replacement of Transformer and 33 KV outdoor type VCBs | Yet to be approved | - | 0 | 0 | 0 | 0 | 0 | 0 |  |  | 0 | 0
21.2 | Replacement of Khadka ,naikota 6.6 KV HT Breaker Panel , breaker trolleys and control cabinet | Yet to be approved | - | 0 | 0 | 0 | 0 | 0 | 0 |  |  | 0 | 0
21.3 | Replacement of LT breakers & modules at Unit 7 | Yet to be approved | - | 0 | 0 | 0 | 0 | 0 | 0 |  |  | 0 | 0
21.4 | Rennovation/Replacement of Boiler & Turbine side lighting by energy efficient LED lighting at unit 6&7, NPTPS, Parli vaijnath | Yet to be approved | - | 0 | 0 | 0 | 0 | 0 | 0 |  |  | 0 | 0
21.5 | nstallation of VFD for CEP, FD Fan, Seal Air Fan & HFO pump motors at unit 6&7, NPTPS, Parli Vaijnath | Yet to be approved | - | 0 | 0 | 0 | 0 | 0 | 0 |  |  | 0 | 0
0 | IDC | Yet to be approved | - | 0 | 0 | 0 | 0 | 0 | 0 |  |  | 0 | 0
22 | Renovation of Colony Electrical supply system & also replacement of wiring of all Types of buildings ,street light,highmast etc | Yet to be approved | - | 0 | 0 | 0 | 0 | 0 | 0 |  |  | 0 | 0
22.1 | Renovation of Colony Electrical supply system & also replacement of wiring of all Types of buildings ,street light,highmast etc | Yet to be approved | - | 0 | 0 | 0 | 0 | 0 | 0 |  |  | 0 | 0
0 | IDC | Yet to be approved | - | 0 | 0 | 0 | 0 | 0 | 0 |  |  | 0 | 0
23 | UPGRADATION OF EXPIRED AND VULNERABLE Scada, operating system and hardware to improve life and communication system of IAC,OHP & PTP plant UNIT 6&7 250MW at NPTPS PARLI V" & Emission Monitoring & Water Quality Analysers system Upgradation Schemes | Yet to be approved | - | 0 | 0 | 0 | 0 | 0 | 0 |  |  | 0 | 0
23.1 | UPGRADATION OF EXPIRED AND VULNERABLE Scada, operating system and hardware to improve life and communication system of IAC,OHP & PTP plant UNIT 6&7 250MW at NPTPS PARLI V". | Yet to be approved | - | 0 | 0 | 0 | 0 | 0 | 0 |  |  | 0 | 0
23.2 | Up gradation of SWAS system at U 7,NPTPS | Yet to be approved | - | 0 | 0 | 0 | 0 | 0 | 0 |  |  | 0 | 0
23.3 | Oxygen measurement APH and at ID outlet | Yet to be approved | - | 0 | 0 | 0 | 0 | 0 | 0 |  |  | 0 | 0
23.4 | Up gradation of Drum level measurement system at Unit – 6 &7 New Parli TPS, Parli-V | Yet to be approved | - | 0 | 0 | 0 | 0 | 0 | 0 |  |  | 0 | 0
23.5 | OLCC SYSTEM UPGRADATION U6 & U7 | Yet to be approved | - | 0 | 0 | 0 | 0 | 0 | 0 |  |  | 0 | 0
23.6 | Up gradation of Boiler tubes leakage detection system & Furnace flame mapping with video camera at Unit – 6 &7 New Parli TPS, Parli-V | Yet to be approved | - | 0 | 0 | 0 | 0 | 0 | 0 |  |  | 0 | 0
23.7 | Unit7 LVS system SCADA/HMI upgradation | Yet to be approved | - | 0 | 0 | 0 | 0 | 0 | 0 |  |  | 0 | 0
23.8 | Upgradation of Instrumentation & control lab | Yet to be approved | - | 0 | 0 | 0 | 0 | 0 | 0 |  |  | 0 | 0
0 | IDC | Yet to be approved | - | 0 | 0 | 0 | 0 | 0 | 0 |  |  | 0 | 0
24 | Control and monitoring system upgradation at U6&7 NPTPS & Various Instrumentation schemes at Unit 6,7, NPTPS Parli-V | Yet to be approved | - | 0 | 0 | 0 | 0 | 0 | 0 |  |  | 0 | 0
24.1 | Upgradation of level, flow & pressure measurement system | Yet to be approved | - | 0 | 0 | 0 | 0 | 0 | 0 |  |  | 0 | 0
24.2 | Up gradation of Vibration Monitoring System(VMS) at Unit – 6 &7 Parli TPS, Parli-V | Yet to be approved | - | 0 | 0 | 0 | 0 | 0 | 0 |  |  | 0 | 0
24.3 | Upgradation of feedstation valve contol instruments. | Yet to be approved | - | 0 | 0 | 0 | 0 | 0 | 0 |  |  | 0 | 0
24.4 | Supply of various instuments like H2 Dew point measurement system spares, Hydrogen analyzer, H2 leak detection system spares etc.Critical/Non-Critical Spares sub-assembly for performance improvement | Yet to be approved | - | 0 | 0 | 0 | 0 | 0 | 0 |  |  | 0 | 0
24.5 | Online Water flow Monitoring System at Khadka | Yet to be approved | - | 0 | 0 | 0 | 0 | 0 | 0 |  |  | 0 | 0
24.6 | Upgradation of CO analyser at APH inlete and SOX NOX gas analyser installed at ID discharge along with remote calibration facility and connectivity to CPCB and MPCB as per latest CPCB Guidelines | Yet to be approved | - | 0 | 0 | 0 | 0 | 0 | 0 |  |  | 0 | 0
24.7 | Supply, Erection and Commissioning of Effluent Analyser for the parameters like COD, BOD, TSS & PH installed at ETP & STP outlet of the NPTPS, Parli. complying CPCB / MPCB Guidelines. | Yet to be approved | - | 0 | 0 | 0 | 0 | 0 | 0 |  |  | 0 | 0
0 | IDC | Yet to be approved | - | 0 | 0 | 0 | 0 | 0 | 0 |  |  | 0 | 0
25 | Detailed Project Report on ‘Supply, installation, restoration, up-gradation and revamping of Fire Protection Systems viz. Under ground Fire Pipe Lines, Static Fire Water Pumps, Fire Hydrant System, Passive Fire Protection System, DV House Construction & Fire Water/Foam Spray System at plant & ODP area of Unit-6, 7 & 8 of Parli TPS, Parli Vaijnath’. | Yet to be approved | - | 0 | 0 | 0 | 0 | 0 | 0 |  |  | 0 | 0
25.1 | Work of replacement of damaged/leaky underground Fire Water Pipelines and Static Fire water Pumps at Plant (Unit-6, 7 & 8) and ODP area of Parli TPS including required material viz. MSERW Pipes/Steel, etc. | Yet to be approved | - | 0 | 0 | 0 | 0 | 0 | 0 |  |  | 0 | 0
25.2 | Restoration of Deluge Valve system along with work of repairing/reconstruction (with relocation for safe operation) of damaged Deluge Valve Houses at Plant & ODP area of Parli TPS Unit#6, 7 & 8. | Yet to be approved | - | 0 | 0 | 0 | 0 | 0 | 0 |  |  | 0 | 0
25.3 | Supply, Rectification and Installation of addressable fire alarm system and Fire suppression system at unit 6 & 7,Parli TPS. | Yet to be approved | - | 0 | 0 | 0 | 0 | 0 | 0 |  |  | 0 | 0
0 | IDC | Yet to be approved | - | 0 | 0 | 0 | 0 | 0 | 0 |  |  | 0 | 0
26 | ASH EVACUATION IMPROVEMENT AND PERFORMANCE & EFFICIENCY OF ASH HANDLING SYSTEM At NPTPS Parli-V AT TPS PARLI-V. | Yet to be approved | - | 0 | 0 | 0 | 0 | 0 | 0 |  |  | 0 | 0
26.1 | DESIGN , SUPPLY & REPLCEMENT OF ASH DISPOSAL SLURRY PUMP COMPLTE ASSEMBLY ALONG WITH GEAR BOX, MOTORS U-6 | Yet to be approved | - | 0 | 0 | 0 | 0 | 0 | 0 |  |  | 0 | 0
26.2 | DESIGN , SUPPLY & REPLCEMENT OF HP WATER PUMP COMPLTE ASSEMBLY ALONG WITH GEAR BOX, MOTORS U-6 | Yet to be approved | - | 0 | 0 | 0 | 0 | 0 | 0 |  |  | 0 | 0
26.3 | Upgradation of reciprocating Conveying Air compressor into screw compressor at U#6 | Yet to be approved | - | 0 | 0 | 0 | 0 | 0 | 0 |  |  | 0 | 0
26.4 | Upgradation of reciprocating Instrument Air compressor into screw compressor at U#6 | Yet to be approved | - | 0 | 0 | 0 | 0 | 0 | 0 |  |  | 0 | 0
26.5 | Procurement & replacement of 300 NB,200NB Cash Basalt Pipelines with the existing MSERW pipe of ash disposal system of Unit #6& 7 at Parli TPS, Parli V . | Yet to be approved | - | 0 | 0 | 0 | 0 | 0 | 0 |  |  | 0 | 0
26.6 | DESIGN , SUPPLY & REPLCEMENT VACUUM PUMP U6 | Yet to be approved | - | 0 | 0 | 0 | 0 | 0 | 0 |  |  | 0 | 0
26.7 | Work of Repairing & Reconditioning of Single Roll Clinker Grinder assembly from OEM on as and when required basis at AHP(2X250),Unit-6&7 Parli TPS,Parli-V. | Yet to be approved | - | 0 | 0 | 0 | 0 | 0 | 0 |  |  | 0 | 0
26.8 | Work of complete Reconditioning and refurbishment of various spares in Unit 6&7, Parli TPS, Parli-V | Yet to be approved | - | 0 | 0 | 0 | 0 | 0 | 0 |  |  | 0 | 0
26.9 | Transmission drive system & Fluid coupling replacements. | Yet to be approved | - | 0 | 0 | 0 | 0 | 0 | 0 |  |  | 0 | 0
26.1 | DESIGN , SUPPLY & REPLCEMENT OF ASH INLET VALVE COMPLETE ASSEBLY U6 | Yet to be approved | - | 0 | 0 | 0 | 0 | 0 | 0 |  |  | 0 | 0
26.11 | UPGRADATION OF EXPIRED AND VULNERABLE Scada, operating system and hardware to improve life and communication system of Ash handling plant UNIT 6&7 250MW at NPTPS PARLI V". | Yet to be approved | - | 0 | 0 | 0 | 0 | 0 | 0 |  |  | 0 | 0
0 | IDC | Yet to be approved | - | 0 | 0 | 0 | 0 | 0 | 0 |  |  | 0 | 0
27 | ASH EVACUATION IMPROVEMENT AND PERFORMANCE & EFFICIENCY OF ASH HANDLING SYSTEM At NPTPS Parli-V AT TPS PARLI-V. | Yet to be approved | - | 0 | 0 | 0 | 0 | 0 | 0 |  |  | 0 | 0
27.1 | Upgradation of reciprocating Conveying Air compressor into screw compressor at U#7 | Yet to be approved | - | 0 | 0 | 0 | 0 | 0 | 0 |  |  | 0 | 0
27.2 | Upgradation of reciprocating Instrument Air compressor into screw compressor at U#7 | Yet to be approved | - | 0 | 0 | 0 | 0 | 0 | 0 |  |  | 0 | 0
27.3 | DESIGN , SUPPLY & REPLCEMENT OF ASH DISPOSAL SLURRY PUMP COMPLTE ASSEMBLY ALONG WITH GEAR BOX, MOTORS U-7 | Yet to be approved | - | 0 | 0 | 0 | 0 | 0 | 0 |  |  | 0 | 0
27.4 | DESIGN , SUPPLY & REPLCEMENT OF HP WATER PUMP COMPLTE ASSEMBLY ALONG WITH GEAR BOX, MOTORS U-7 | Yet to be approved | - | 0 | 0 | 0 | 0 | 0 | 0 |  |  | 0 | 0
27.5 | DESIGN , SUPPLY & REPLCEMENT VACUUM PUMP U7. | Yet to be approved | - | 0 | 0 | 0 | 0 | 0 | 0 |  |  | 0 | 0
27.6 | DESIGN , SUPPLY & REPLCEMENT BRANCH SEGEGATION COMPLETE VALVE ASSEBLY U7 | Yet to be approved | - | 0 | 0 | 0 | 0 | 0 | 0 |  |  | 0 | 0
27.7 | DESIGN , SUPPLY & REPLCEMENT BRANCH VALVE & ASH INLET VALVE U7 | Yet to be approved | - | 0 | 0 | 0 | 0 | 0 | 0 |  |  | 0 | 0
27.8 | Procurement of MOTORS, RELAY ,BREAKERS & RETROFITTING for pumps , IAC/CAC to improve availability & performance of Bottom ash, Coarse Ash & fly ash system of AHP, unit -7 | Yet to be approved | - | 0 | 0 | 0 | 0 | 0 | 0 |  |  | 0 | 0
27.9 | Procurement of Replcement Water valve, AUDCO valve | Yet to be approved | - | 0 | 0 | 0 | 0 | 0 | 0 |  |  | 0 | 0
27.1 | Procurement & replacement of Bottom ash clinker grinder | Yet to be approved | - | 0 | 0 | 0 | 0 | 0 | 0 |  |  | 0 | 0
27.11 | UPGRADATION OF EXPIRED AND VULNERABLE Scada, operating system and hardware to improve life and communication system of HCSD Ash handling plant UNIT 6&7 250MW at NPTPS PARLI V" | Yet to be approved | - | 0 | 0 | 0 | 0 | 0 | 0 |  |  | 0 | 0
0 | IDC | Yet to be approved | - | 0 | 0 | 0 | 0 | 0 | 0 |  |  | 0 | 0
28 | ASH EVACUATION IMPROVEMENT AND PERFORMANCE & EFFICIENCY OF ASH HANDLING SYSTEM At NPTPS Parli-V AT TPS PARLI-V. | Yet to be approved | - | 0 | 0 | 0 | 0 | 0 | 0 |  |  | 0 | 0
28.1 | GEHO pump critical assemblies replacement. | Yet to be approved | - | 0 | 0 | 0 | 0 | 0 | 0 |  |  | 0 | 0
28.2 | DESIGN , SUPPLY & REPLCEMENT OF HP WATER PUMP COMPLTE ASSEMBLY ALONG WITH GEAR BOX, MOTORS | Yet to be approved | - | 0 | 0 | 0 | 0 | 0 | 0 |  |  | 0 | 0
28.3 | Upgradation of BA clinker grinder at U#6/7 | Yet to be approved | - | 0 | 0 | 0 | 0 | 0 | 0 |  |  | 0 | 0
28.4 | Scheme 4: Spares for premium make ash mixer gear box H1-160 5.06/1, P2 O No.160106, Sr No.2RF 12629 & H1-180 1.35/1 | Yet to be approved | - | 0 | 0 | 0 | 0 | 0 | 0 |  |  | 0 | 0
28.5 | Spares for premium make ash mixer gear box VB2SA-225 17.1/1p1 | Yet to be approved | - | 0 | 0 | 0 | 0 | 0 | 0 |  |  | 0 | 0
28.6 | DESIGN , SUPPLY & REPLCEMENT VACUUM PUMP | Yet to be approved | - | 0 | 0 | 0 | 0 | 0 | 0 |  |  | 0 | 0
0 | IDC | Yet to be approved | - | 0 | 0 | 0 | 0 | 0 | 0 |  |  | 0 | 0
29 | ASH EVACUATION IMPROVEMENT AND PERFORMANCE & EFFICIENCY OF ASH HANDLING SYSTEM At NPTPS Parli-V AT TPS PARLI-V. | Yet to be approved | - | 0 | 0 | 0 | 0 | 0 | 0 |  |  | 0 | 0
29.1 | Procurement & replacement of 300 NB,200NB Cash Basalt Pipelines with the existing MSERW pipe of ash disposal system of Unit #6& 7 at Parli TPS, Parli V . | Yet to be approved | - | 0 | 0 | 0 | 0 | 0 | 0 |  |  | 0 | 0
29.2 | Procurement of MOTORS, RELAY ,BREAKERS & RETROFITTING for pumps , IAC/CAC to improve availability & performance of Bottom ash, Coarse Ash & fly ash system of AHP, unit 6 | Yet to be approved | - | 0 | 0 | 0 | 0 | 0 | 0 |  |  | 0 | 0
29.3 | DESIGN , SUPPLY & REPLCEMENT VACUUM PUMP U#6 | Yet to be approved | - | 0 | 0 | 0 | 0 | 0 | 0 |  |  | 0 | 0
0 | IDC | Yet to be approved | - | 0 | 0 | 0 | 0 | 0 | 0 |  |  | 0 | 0
30 | ASH EVACUATION IMPROVEMENT AND PERFORMANCE & EFFICIENCY OF ASH HANDLING SYSTEM At NPTPS Parli-V AT TPS PARLI-V. | Yet to be approved | - | 0 | 0 | 0 | 0 | 0 | 0 |  |  | 0 | 0
30.1 | DESIGN , SUPPLY & REPLCEMENT VACUUM PUMP | Yet to be approved | - | 0 | 0 | 0 | 0 | 0 | 0 |  |  | 0 | 0
30.2 | DESIGN , SUPPLY & REPLCEMENT OF ASH DISPOSAL SLURRY PUMP COMPLTE ASSEMBLY ALONG WITH GEAR BOX, MOTORS U-6& 7 | Yet to be approved | - | 0 | 0 | 0 | 0 | 0 | 0 |  |  | 0 | 0
30.3 | DESIGN , SUPPLY & REPLCEMENT OF HP WATER PUMP COMPLTE ASSEMBLY ALONG WITH GEAR BOX, MOTORS U-6& 7 | Yet to be approved | - | 0 | 0 | 0 | 0 | 0 | 0 |  |  | 0 | 0
30.4 | Procurement of MOTORS, RELAY ,BREAKERS & RETROFITTING for HCSD to improve availability & performance of Bottom ash, Coarse Ash & fly ash system of AHP, unit 6 | Yet to be approved | - | 0 | 0 | 0 | 0 | 0 | 0 |  |  | 0 | 0
30.5 | Upgradation of reciprocating Conveying Air compressor into screw compressor at U#6 | Yet to be approved | - | 0 | 0 | 0 | 0 | 0 | 0 |  |  | 0 | 0
30.6 | Upgradation of reciprocating Instrument Air compressor into screw compressor at U#6 | Yet to be approved | - | 0 | 0 | 0 | 0 | 0 | 0 |  |  | 0 | 0
0 | IDC | Yet to be approved | - | 0 | 0 | 0 | 0 | 0 | 0 |  |  | 0 | 0
31 | Construction of VIP guest house building at TPS Parli Vaijnath | Yet to be approved | - | 0 | 0 | 0 | 0 | 0 | 0 |  |  | 0 | 0
31.1 | Construction of VIP guest house building at TPS Parli Vaijnath | Yet to be approved | - | 0 | 0 | 0 | 0 | 0 | 0 |  |  | 0 | 0
32 | Permanent water supply scheme for parli TPS by lifting water from Dead storage of Majalgaon dam and supplying through enclosed pipe line at New TPS Parli Vaijnath. | Yet to be approved | - | 0 | 0 | 0 | 0 | 0 | 0 |  |  | 0 | 0
32.1 | Permanent water supply scheme for parli TPS by lifting water from Dead storage of Majalgaon dam and supplying through enclosed pipe line at New TPS Parli Vaijnath. | Yet to be approved | - | 0 | 0 | 0 | 0 | 0 | 0 |  |  | 0 | 0
32.2 | Providing drinking water supply to GSR Tank of Shaktikunj Vasahat from Unit 6,7 and 8 premises new TPS Parli Vaijnath | Yet to be approved | - | 0 | 0 | 0 | 0 | 0 | 0 |  |  | 0 | 0
33 | DPR on Raw water leackage arresting | Yet to be approved | - | 0 | 0 | 0 | 0 | 0 | 0 |  |  | 0 | 0
33.1 | Raw water leackage arresting | Yet to be approved | - | 0 | 0 | 0 | 0 | 0 | 0 |  |  | 0 | 0
34 | NDCT structural strenthing and leackage arresting througth basin and CW channel of Unit 6,7 | Yet to be approved | - | 0 | 0 | 0 | 0 | 0 | 0 |  |  | 0 | 0
34.1 | NDCT basin of unit 6& 7 leackage arresing work | Yet to be approved | - | 0 | 0 | 0 | 0 | 0 | 0 |  |  | 0 | 0
34.2 | CW channel leackage arresting of Unit 6 &7 | Yet to be approved | - | 0 | 0 | 0 | 0 | 0 | 0 |  |  | 0 | 0
34.3 | NDCT structural strenthing of intermadiate racker coloumn of Unit 6&7 | Yet to be approved | - | 0 | 0 | 0 | 0 | 0 | 0 |  |  | 0 | 0
34.4 | Construction of Store shed's at Major store in Unit No.6,7 NPTPS Parli V | Yet to be approved | - | 0 | 0 | 0 | 0 | 0 | 0 |  |  | 0 | 0
35 | DPR on road work & rennovation work of colony buildings Parli -V at TPS Parli -V | Yet to be approved | - | 0 | 0 | 0 | 0 | 0 | 0 |  |  | 0 | 0
35.1 | contruction of roads of few roads in clusters and main road repairs ,carpet laying,seal coats, strips on road & indicators on roads with rumbble strips at TPS colony Parli V | Yet to be approved | - | 0 | 0 | 0 | 0 | 0 | 0 |  |  | 0 | 0
35.2 | In ABC colony ( Putty work,plastic emulsion paint,oil paint plaster etc) ,In DEF & New colony ( internal & external paint ,oil paint etc) at TPS colony Parli-V. | Yet to be approved | - | 0 | 0 | 0 | 0 | 0 | 0 |  |  | 0 | 0
35.3 | In ABC,DEF & New colony ( chember ,300 m dia rcc pipe,150mm rcc pipe etc)at tps colony Parli V | Yet to be approved | - | 0 | 0 | 0 | 0 | 0 | 0 |  |  | 0 | 0
35.4 | Plinth protection along the building and providing and placing rcc bench infront of all buildings etc at tps colony Parli v | Yet to be approved | - | 0 | 0 | 0 | 0 | 0 | 0 |  |  | 0 | 0
35.5 | changing all internal qtrs pipeline from gi pipeline to Upvc pipeline and replacing existing damaged gi pipe by new one and also providing water tank over single qtrs and buildings at ABC, DEF, & New colony TPS Parli v | Yet to be approved | - | 0 | 0 | 0 | 0 | 0 | 0 |  |  | 0 | 0
35.6 | Carpentary works at ABC,DEF & New colony TPS , Parli -V | Yet to be approved | - | 0 | 0 | 0 | 0 | 0 | 0 |  |  | 0 | 0
35.7 | Flooring work at ABC,DEF & New colony TPS , Parli -V | Yet to be approved | - | 0 | 0 | 0 | 0 | 0 | 0 |  |  | 0 | 0
35.8 | construction of new ESR and GSR at ABC,DEF & New colony TPS , Parli -V | Yet to be approved | - | 0 | 0 | 0 | 0 | 0 | 0 |  |  | 0 | 0
35.9 | refurbishment of qtrs by strenthening structurein ABC ,DEF & New colony tps parli v | Yet to be approved | - | 0 | 0 | 0 | 0 | 0 | 0 |  |  | 0 | 0
35.1 | Devolpment of garden and providing child friendly equiment in ABC ,DEF & New colony tps parli v | Yet to be approved | - | 0 | 0 | 0 | 0 | 0 | 0 |  |  | 0 | 0
36 | CHP improvement schemes at 2 x 250 MW Unit | 0 | - | 0 | 0 | 0 | 0 | 0 | 0 |  |  | 0 | 0
36.1 | CHP improvement schemes at 2 x 250 MW Unit | 0 | - | 0 | 0 | 0 | 0 | 0 | 0 |  |  | 0 | 0
37 | Flexible Operation work at U#6,7 | Yet to be approved | - | 0 | 0 | 0 | 0 | 0 | 0 |  |  | 0 | 0
37.1 | Flexible Operation work at U#6,7 | Yet to be approved | - | 0 | 0 | 0 | 0 | 0 | 0 |  |  | 0 | 0
0 | 0 | 0 | - | 0 | 0 | 0 | 0 | 0 | 0 |  |  | 0 | 0
0 | 0 | 0 | - | 0 | 0 | 0 | 0 | 0 | 0 |  |  | 0 | 0
D | Non-DPR Schemes | 0 | - | 0 | 0 | 0 | 0 | 0 | 0 |  |  | 0 | 0
1 | SWAS Upgradation at U#6 NPTPS Parli-V | N.A. | - | 0 | 2.2391 | 2.2391 | 0 | 0 | 0 |  |  | 0 | 0
2 | Procurement of electro-machanical vibrating feeder at CHP NPTPS 6,7 | N.A. | - | 0 | 0.89293 | 0.89293 | 0 | 0 | 0 |  |  | 0 | 0
3 | erection, commissioning of 6.6kv/33kv switch yard & shifting of 2x7.5 MVA 6.6/33KV transformer from 210 MW to proposed switch yard for 33KV supply feeder to Khadka naikota at NPTPS Parli-V. | N.A. | - | 0 | 2.1993 | 2.1993 | 0 | 0 | 0 |  |  | 0 | 0
4 | IDC | 0 | - | 0 | 0.007222 | 0.007222 | 0 | 0 | 0 |  |  | 0 | 0
5 | Non-DPR scheme "Design, Supply, Installation & Commissioning of High performance Energy Chain System for Stacker reclaimer, Shuttle Conveyors at U-6/7 CHP NPTPS – PARLI-Vaijnath.” | N.A. | - | 0 | 2.8639 | 2.8639 | 0 | 0 | 0 |  |  | 0 | 0
6 | Refurbishment of Existing M/s Atlas Copco Make Air Compressors at Unit 7 Parli TPS | N.A. | - | 0 | 2.9532 | 2.9532 | 0 | 0 | 0 |  |  | 0 | 0
7 | Procurement of Fire Extinguisher | N.A. | - | 0 | 0 | 0 | 0 | 0.68 | 0 |  |  | 0 | 0.68
8 | Non DPR For Supply, Erection & Commissioning, Testing of Coal Flow Management system for Coal Bunker at CHP NPTPS U-6. | N.A. | - | 0 | 0 | 0 | 0 | 0 | 0 |  |  | 0 | 0
9 | Non DPR for Supply & Installation of Coal Handling Plant critical equipment Major Spares like Wagon Tippler and Conveyors at CHP U6/7 ,T.P.S.Parli. | N.A. | - | 0 | 0 | 0 | 0 | 0 | 0 |  |  | 0 | 0
10 | Design,Manufacture ,Supply & Installation of Banana pattern and Modular chutes for various Conveyor discharge areas at CHP U 6/7,TPS Parli. | N.A. | - | 0 | 0 | 0 | 0 | 0 | 0 |  |  | 0 | 0
11 | Refrigeration Compressed Air Dryer at TM & AHP, U#6,7 Parli TPS | 0 | - | 0 | 0 | 0 | 0 | 0 | 0 |  |  | 0 | 0
12 | General Asset | 0 | - | 0 | 2.6394 | 2.3806 | 0.25882 | 0 | 0.098087 |  |  | 0.098087 | 0.16073
| Total |  |  |  | 435.916 | 280.5297 | 155.3863 | 27.2667 | 7.8648 | 0 | 0 | 7.8648 | 174.7882
FY 2024-25
A | DPR Schemes
6 | Arrangement for permanent water supply scheme for Parli TPS from Majalgaon Dam through Majalgaon Lift Irrigation scheme (Loni / Savangi) | MERC/TECH 1/CAPEX/20122013/00500 | 2013-05-27 | 199.86 | 142 | 0 | 142 | 0 | 0 |  |  | 0 | 142 | 0 | 0
9 | Procurement of 250 MW spare HPT Module, IPT Module & LPT Rotor of New Parli TPS | MERC/TECH 1/CAPEX/20142015/00362 | 2014-05-20 | 22.0591 | 0 | 0 | 0 | 0 | 0 |  |  | 0 | 0 | 0 | 0
9.1 | HP Module | MERC/TECH 1/CAPEX/20142015/00362 | 2014-05-20 | 22.0591 | 21.53 | 21.53 | 0 | 0 | 0 |  |  | 0 | 0 | 0 | 0
9.2 | IP Module | MERC/TECH 1/CAPEX/20142015/00362 | 2014-05-20 | 21.3598 | 20.62 | 20.62 | 0 | 0 | 0 |  |  | 0 | 0 | 0 | 0
9.3 | LP Rotor | MERC/TECH 1/CAPEX/20142015/00362 | 2014-05-20 | 38.7247 | 38.72 | 38.72 | 0 | 0 | 0 |  |  | 0 | 0 | 0 | 0
0 | IDC | MERC/TECH 1/CAPEX/20142015/00362 | 2014-05-20 | 0 | 0 | 0 | 0 | 0 | 0 |  |  | 0 | 0 | 0 | 0
10 | Procurement of 315 MVA Spare GTR for 250 MW sets at New Parli & New Paras TPS | MERC/TECH 1/CAPEX/20142015/001 | 2014-10-01 | 11.32 | 0 | 0 | 0 | 0 | 0 |  |  | 0 | 0 | 0 | 0
10.1 | Procurement of 250 MVA Spare GTR | MERC/TECH 1/CAPEX/20142015/001 | 2014-10-01 | 11.32 | 13.4 | 13.4 | 0 | 0 | 0 |  |  | 0 | 0 | 0 | 0
13 | Construction of Concrete Roads & Spare Generator Transformer Foundation at Parli TPS | MERC/CAPEX/20162017/01172 | 2016-12-09 | 16.85 | 0 | 0 | 0 | 0 | 0 |  |  | 0 | 0 | 0 | 0
13.1 | Construction of concrete road from Gangakhed road to entrance of unit no.6,7 at NPTPS Parli V. | MERC/CAPEX/20162017/01172 | 2016-12-09 | 7.02 | 6.8552 | 6.8552 | 0 | 0 | 0 |  |  | 0 | 0 | 0 | 0
13.2 | Construction of internal concrete roads within premises of Unit 6 and 7. | MERC/CAPEX/20162017/01172 | 2016-12-09 | 7.55 | 5.9636 | 5.9636 | 0 | 0 | 0 |  |  | 0 | 0 | 0 | 0
13.3 | Construction of spare generator transformer foundation of Unit No. 6,7 at NPTPS Parli-V & Paras TPS | MERC/CAPEX/20162017/01172 | 2016-12-09 | 1.48 | 1.2848 | 1.2848 | 0 | 0 | 0 |  |  | 0 | 0 | 0 | 0
0 | IDC | MERC/CAPEX/20162017/01172 | 2016-12-09 | 0.8 | 0 | 0 | 0 | 0 | 0 |  |  | 0 | 0 | 0 | 0
14 | Procurement of battery breakers and weigh bridge for Parli Unit 6 & 7 | MERC/CAPEX/20172018/4711 | 2017-11-16 | 18.28 | 0 | 0 | 0 | 0 | 0 |  |  | 0 | 0 | 0 | 0
14.1 | Replacement of 220V station batteries, 360V UPS batteries, 24V DCS batteries , 360V UPS AHP batteries at U6 & U7 NPTPS | MERC/CAPEX/20172018/4711 | 2017-11-16 | 15.08 | 14.4773 | 14.4773 | 0 | 0 | 0 |  |  | 0 | 0 | 0 | 0
14.2 | Installation of Pit less weighbridge of 100 MT capacity. | MERC/CAPEX/20172018/4711 | 2017-11-16 | 0.3 | 0.29736 | 0.29736 | 0 | 0 | 0 |  |  | 0 | 0 | 0 | 0
14.3 | Procurement of SF 6 Generator Circuit Breaker Type- FKG1X | MERC/CAPEX/20172018/4711 | 2017-11-16 | 2.46 | 0 | 0 | 0 | 0 | 0 |  |  | 0 | 0 | 0 | 0
14.4 | Procurement of spare VCB’s trolleys. | MERC/CAPEX/20172018/4711 | 2017-11-16 | 0.31 | 0.50571 | 0.50571 | 0 | 0 | 0 |  |  | 0 | 0 | 0 | 0
0 | IDC | MERC/CAPEX/20172018/4711 | 2017-11-16 | 0.13 | 0 | 0 | 0 | 0 | 0 |  |  | 0 | 0 | 0 | 0
15 | First raising of ash bund from 426 Mtr. To 432 Mtr. Of Dautpur Ash Bund No. 2 for Unit No. 4, 6, 7 & 8 at Parli TPS. | MERC/CAPEX/20172018/4703 | 2017-11-16 | 45.5248 | 0 | 0 | 0 | 0 | 0 |  |  | 0 | 0 | 0 | 0
15.1 | First raising of ash bund from 426 Mtr. To 432 Mtr. Of Dautpur Ash Bund No. 2 for Unit No. 4, 6, 7 & 8 at Parli TPS. | MERC/CAPEX/20172018/4703 | 2017-11-16 | 44.1548 | 43.0947 | 43.0947 | 0 | 0 | 0 |  |  | 0 | 0 | 0 | 0
0 | IDC | MERC/CAPEX/20172018/4703 | 2017-11-16 | 1.37 | 0 | 0 | 0 | 0 | 0 |  |  | 0 | 0 | 0 | 0
16 | Renovation works of colony at Parli TPS | MERC/CAPEX/2018-2019/065 | 2019-03-05 | 13.1481 | 0 | 0 | 0 | 0 | 0 |  |  | 0 | 0 | 0 | 0
16.1 | Colony Renovation / Garden and relation works | MERC/CAPEX/2018-2019/065 | 2019-03-05 | 8.0503 | 5.6193 | 5.6193 | 0 | 0.37057 | 0.37057 |  |  | 0.37057 | 0 | 0.37057 | 0
16.2 | Colony Road work | MERC/CAPEX/2018-2019/065 | 2019-03-05 | 2.3051 | 2.0084 | 2.0084 | 0 | 0 | 0 |  |  | 0 | 0 | 0 | 0
16.3 | Colony Water supply, Sanitary and drinage line work | MERC/CAPEX/2018-2019/065 | 2019-03-05 | 2.7927 | 0.16449 | 0.16449 | 0 | 2.35 | 2.35 |  |  | 2.35 | 0 | 2.35 | 0
16.4 | Mangal Karyalaya and Community Hall work | MERC/CAPEX/2018-2019/065 | 2019-03-05 | 0 | 0 | 0 | 0 | 0 | 0 |  |  | 0 | 0 | 0 | 0
16.5 | Other Civil works | MERC/CAPEX/2018-2019/065 | 2019-03-05 | 0 | 0 | 0 | 0 | 0 | 0 |  |  | 0 | 0 | 0 | 0
17 | Various Civil Schemes at Parli TPS | MERC/CAPEX/20182019/020 | 2019-01-16 | 11.9987 | 0 | 0 | 0 | 0 | 0 |  |  | 0 | 0 | 0 | 0
17.1 | Repair work of Khadka road from Sangam T point TPS compound wall to Khadka pump house by providing and laying GSB and bituminous macadam surface on existing road at TPS Parli V | MERC/CAPEX/20182019/020 | 2019-01-16 | 6.1933 | 5.646 | 5.646 | 0 | 0 | 0 |  |  | 0 | 0 | 0 | 0
17.2 | Replacement of old A.C. / G.I. Sheets by new C.G.I. Sheets at Unit 4 and 5 TPS Parli Vaijnath | MERC/CAPEX/20182019/020 | 2019-01-16 | 0.38584 | 0.28061 | 0.28061 | 0 | 0 | 0 |  |  | 0 | 0 | 0 | 0
17.3 | Water supply pipe line from Way bridge to chummery gate at Old Power House premises TPS Parli Vaijnath | MERC/CAPEX/20182019/020 | 2019-01-16 | 1.4908 | 0 | 0 | 0 | 0 | 0 |  |  | 0 | 0 | 0 | 0
17.4 | Providing and fixing colour coated sheets for roofing and cladding of Major Store godowns (3 Nos.) at NPTPS Parli Vaijnath. | MERC/CAPEX/20182019/020 | 2019-01-16 | 0.32053 | 0.23293 | 0.23293 | 0 | 0 | 0 |  |  | 0 | 0 | 0 | 0
17.5 | Development of Major store unloading yard by providing RCC grade slab in unit 6 & 7 premises at NPTPS Parli V. | MERC/CAPEX/20182019/020 | 2019-01-16 | 2.7334 | 0 | 0 | 0 | 0 | 0 |  |  | 0 | 0 | 0 | 0
17.6 | Work of painting to service building, Main plant building and various Auxillarey buildings of unit No. 6&7 at New Parli Thermal Power Station. | MERC/CAPEX/20182019/020 | 2019-01-16 | 0.58999 | 0.43154 | 0.43154 | 0 | 0 | 0 |  |  | 0 | 0 | 0 | 0
17.6 | Construction of RCC cabins at various locations in unit No.6&7 premises at NPTPS Parli - V. | MERC/CAPEX/20182019/020 | 2019-01-16 | 0.28481 | 0.20461 | 0.20461 | 0 | 0 | 0 |  |  | 0 | 0 | 0 | 0
0 | IDC | MERC/CAPEX/20182019/020 | 2019-01-16 | 0 | 0 | 0 | 0 | 0 | 0 |  |  | 0 | 0 | 0 | 0
18 | Procurement & replacement of complete set of Economizer and LTSH upper & lower coils of Unit No. 6 & 7 at Parli TPS | MERC/CAPEX/2019-2020/419 | 2019-07-26 | 22.72 | 0 | 0 | 0 | 0 | 0 |  |  | 0 | 0 | 0 | 0
18.1 | Procurement & replacement of complete set of economizer upper & lower bank coils of Unit No. 6 | MERC/CAPEX/2019-2020/419 | 2019-07-26 | 10.6 | 8.7955 | 0 | 8.7955 | 3.7095 | 12.5051 |  |  | 12.5051 | -0.0001 | 10.6 | 1.9051
18.2 | Procurement & replacement of complete set of LTSH upper & lower bank coils for Parli TPS unit-7 | MERC/CAPEX/2019-2020/419 | 2019-07-26 | 10.6 | 12.3255 | 12.3284 | -0.0028903 | 0 | 0 |  |  | 0 | -0.0028903 | 0 | 0
0 | IDC | MERC/CAPEX/2019-2020/419 | 2019-07-26 | 1.52 | 0.81067 | 0.81066 | 5.28e-06 | 0 | 1.82 |  |  | 1.82 | -1.82 | 0.70934 | 1.1107
19 | Schemes related to enhance the performance of Coal Handling Plant (2 x 250 MW) at Parli TPS | MERC/CAPEX/2019-2020/451 | 2019-07-30 | 10.72 | 0 | 0 | 0 | 0 | 0 |  |  | 0 | 0 | 0 | 0
19.1 | Procurement of 02 Nos. of BD155 Bulldozers for Parli TPS | MERC/CAPEX/2019-2020/451 | 2019-07-30 | 3.93 | 4.3293 | 4.3293 | 0 | 0 | 0 |  |  | 0 | 0 | 0 | 0
19.2 | Procurement of 02 Nos. of Locomotives(800 HP) for Parli TPS | MERC/CAPEX/2019-2020/451 | 2019-07-30 | 6.25 | 6.4416 | 6.4416 | 0 | 0 | 0 |  |  | 0 | 0 | 0 | 0
0 | IDC | MERC/CAPEX/2019-2020/451 | 2019-07-30 | 0.54 | 0 | 0 | 0 | 0 | 0 |  |  | 0 | 0 | 0 | 0
20 | Procurement of Energy Efficient Cartridges of boiler Feed Pumps at Unit # 6 & 7, Girth Gear, Pinion for BBD-4772 Coal Mills & Procurement, Installation, Commissioning of Variable Frequency Drive for Gravimetric Coal Feeders (2X250MW) at Parli TPS | MERC/CAPEX/2019-2020/476, MERC/CAPEX/2019-2020/858 | 01-08-2019, 10-10-2019 | 21.26 | 0 | 0 | 0 | 0 | 0 |  |  | 0 | 0 | 0 | 0
20.1 | Procurement & replacement of complete BFP Cartridge for advance class pump model FK-3B-40. | MERC/CAPEX/2019-2020/476, MERC/CAPEX/2019-2020/858 | 01-08-2019, 10-10-2019 | 14.39 | 14.1187 | 14.1187 | 0 | 0 | 0 |  |  | 0 | 0 | 0 | 0
20.2 | Procurement of girth gear pinion for BBD-4772 coal mill at Parli TPS & Work Cost for replacement of girth gear, pinion shaft bearing. | 0 | Not Approved | 0 | 0 | 0 | 0 | 0 | 0 |  |  | 0 | 0 | 0 | 0
20.3 | Procurement of VFD up-grade kit for replacement of existing Eddy current clutch drive system. | MERC/CAPEX/2019-2020/476, MERC/CAPEX/2019-2020/858 | 01-08-2019, 10-10-2019 | 5.94 | 5.9323 | 5.9323 | 0 | 0 | 0 |  |  | 0 | 0 | 0 | 0
20.4 | Supervision of Installation, erection and commissioning for DT-9 & VFD Upgrade system inclusive of travel charges Boarding and lodging. | MERC/CAPEX/2019-2020/476, MERC/CAPEX/2019-2020/858 | 01-08-2019, 10-10-2019 | 0.29 | 0.2832 | 0.2832 | 0 | 0 | 0 |  |  | 0 | 0 | 0 | 0
0 | IDC | MERC/CAPEX/2019-2020/476, MERC/CAPEX/2019-2020/858 | 01-08-2019, 10-10-2019 | 0.64 | 0.51658 | 0.51658 | 0 | 0 | 0 |  |  | 0 | 0 | 0 | 0
21 | HMI up-gradation of DCS U-6 & U-7 and Procurement of Assemblies for Reducer Gear box SZN-630 & SBN-630 for BBD-4772 (2 x 250 MW) coal mills at Parli TPS | MERC/CAPEX/2019-2020/854 | 2019-10-10 | 13.2 | 0 | 0 | 0 | 0 | 0 |  |  | 0 | 0 | 0 | 0
21.1 | Up gradation of MaxDNA DCS system (HMI Up gradation). | MERC/CAPEX/2019-2020/854 | 2019-10-10 | 10.49 | 9.06 | 4.7251 | 4.3349 | 0 | 4.7251 |  |  | 4.7251 | -0.3903 | 4.7251 | 0
0 | IDC | 0 | - | 0 | 0.2009 | 0.2009 | 0 | 0 | 0.52766 |  |  | 0.52766 | -0.52766
21.2 | Procurement of Spares for Reducer Gear box SZN-630 for BBD-4772 Coal mills of 250MW at Unit 6 | MERC/CAPEX/2019-2020/854 | 2019-10-10 | 1.01 | 1.0442 | 1.0442 | 0 | 0 | 0 |  |  | 0 | 0 | 0 | 0
21.3 | Procurement of Spares for Reducer Gear box SBN-630 for BBD-4772 Coal mills of 250MW at Unit 7 | MERC/CAPEX/2019-2020/854 | 2019-10-10 | 1.7 | 1.6232 | 1.6232 | 0 | 0 | 0 |  |  | 0 | 0 | 0 | 0
0 | IDC | MERC/CAPEX/2019-2020/854 | 2019-10-10 | 0 | 0 | 0 | 0 | 0 | 0 |  |  | 0 | 0 | 0 | 0
22 | Flue Gas Desulphurization (FGD) System at Unit 6 & 7 Parli TPS | MERC/CAPEX/2021-2022/0284 | 2022-06-27 | 145.0169 | 0 | 0 | 0 | 0 | 0 |  |  | 0 | 0 | 0 | 0
22.1 | Flue Gas Desulphurization (FGD) System at Unit 6 & 7 Parli TPS | MERC/CAPEX/2021-2022/0284 | 2022-06-27 | 138.44 | 18.25 | 0 | 18.25 | 136.6051 | 114.3 |  |  | 114.3 | 40.5551 | 114.3 | 0
0 | IDC | MERC/CAPEX/2021-2022/0284 | 2022-06-27 | 6.5769 | 0.57 | 0 | 0.57 | 6.58 | 0 |  |  | 0 | 7.15 | 0 | 0
HO DPR-5 | Procurement of energy efficient HT motors at Bhusawal TPS, Koradi TPS, Chandrapur TPS, khaperkheda TPS, Parli TPS & Paras TPS as insurance spares | MERC/TECH 1/CAPEX/20142015/01218 | 2014-11-25 | 3.05 | 0 | 0 | 0 | 0 | 0 |  |  | 0 | 0 | 0 | 0
HO DPR-5a | Parli: Procurement of HT Motors (CHP-I Phase and CEP/CW/ACW-II Phase)for NPTPS U-6&7 | MERC/TECH 1/CAPEX/20142015/01218 | 2014-11-25 | 3.05 | 1.4099 | 1.4099 | 0 | 0 | 0 |  |  | 0 | 0 | 0 | 0
HO DPR-6 | Supply, Installation, Commissioning and Operation & Maintenance Services of Continuous Ambient Air Quality Monitoring Stations (CAAQMS) at various TPS | MERC/CAPEX/20162017/00423 | 2016-08-03 | 1.3258 | 0 | 0 | 0 | 0 | 0 |  |  | 0 | 0 | 0 | 0
HO DPR-6a | NEW PARLI (U-6 & 7) | MERC/CAPEX/20162017/00423 | 2016-08-03 | 1.3258 | 0.94127 | 0.94127 | 0 | 0 | 0 |  |  | 0 | 0 | 0 | 0
0 | IDC | 0 | - | 0 | 0.039604 | 0.039604 | 0 | 0 | 0 |  |  | 0 | 0
HO DPR 7 | Installation of Real Time Online Coal-Ash Analyzer at various TPS | MERC/CAPEX/20162017/00774 | 2016-09-30 | 7.0966 | 0 | 0 | 0 | 0 | 0 |  |  | 0 | 0 | 0 | 0
HO DPR 7a | NEW PARLI (U-6 & 7) | MERC/CAPEX/20162017/00774 | 2016-09-30 | 7.0966 | 0 | 0 | 0 | 0 | 0 |  |  | 0 | 0 | 0 | 0
HO DPR 8 | Replacement of Fire Tenders at Various Power Stations of Mahagenco | MERC/CAPEX/20172018/4653 | 2017-11-13 | 3.97 | 0 | 0 | 0 | 0 | 0 |  |  | 0 | 0 | 0 | 0
HO DPR 8.1 | Advance Multipurpose Fire Tender for Parli 6-7 | MERC/CAPEX/20172018/4653 | 2017-11-13 | 2.72 | 1.7765 | 1.7765 | 0 | 0 | 0 |  |  | 0 | 0 | 0 | 0
HO DPR 8.2 | Normal Multipurpose Fire Tender Parli 6-7 | MERC/CAPEX/20172018/4653 | 2017-11-13 | 1.25 | 0 | 0 | 0 | 0 | 0 |  |  | 0 | 0 | 0 | 0
0 | IDC | MERC/CAPEX/20172018/4653 | 2017-11-13 | 0 | 0 | 0 | 0 | 0 | 0 |  |  | 0 | 0 | 0 | 0
HO DPR 10 | Implementation of IB recommendations- Civil works at various TPS of Mahagenco | MERC/CAPEX/20172018/0177 | 2018-02-06 | 2.36 | 0 | 0 | 0 | 0 | 0 |  |  | 0 | 0 | 0 | 0
HO DPR 10a | NEW PARLI (U-6 & 7) | MERC/CAPEX/20172018/0177 | 2018-02-06 | 2.36 | 1.585 | 1.585 | 0 | 0 | 0 |  |  | 0 | 0 | 0 | 0
HO DPR 15 | Procurement & Replacement of Complete Sets of Air Pre-heater Baskets at Nashik, Parli & Chandrapur TPS of Mahagenco | MERC/CAPEX/2019-2020/643 | 2019-08-26 | 2.12 | 0 | 0 | 0 | 0 | 0 |  |  | 0 | 0 | 0 | 0
HO DPR 15a | Procurement and Replacement of Complete sets of assembly of baskets for air preheater of type tri-sector APH 27 VI(T) 74” in NTPS unit no. 4 & 5 (210MW). (2 Sets Per Unit) | MERC/CAPEX/2019-2020/643 | 2019-08-26 | 2.12 | 2.458 | 2.458 | 0 | 0 | 0 |  |  | 0 | 0 | 0 | 0
HO DPR 16 | Construction of new Administrative Building for Mahagenco at Vidyut Bhawan, Katol Road, Nagpur | MERC/CAPEX/2021-2022/MSPGCL/063 | 2022-02-12 | 57 | 0 | 0 | 0 | 0 | 0 |  |  | 0 | 0
HO DPR 16.1 | Construction of new Administrative Building for Mahagenco at Vidyut Bhawan, Katol Road, Nagpur | MERC/CAPEX/2021-2022/MSPGCL/063 | 2022-02-12 | 54.24 | 0 | 0 | 0 | 0 | 0 |  |  | 0 | 0
0 | IDC | MERC/CAPEX/2021-2022/MSPGCL/063 | 2022-02-12 | 2.76 | 0 | 0 | 0 | 0 | 0 |  |  | 0 | 0
HO DPR 17 | Centralized Monitoring Solution | MERC/CAPEX/MSPGCL/2023-24/0576 | 2023-11-02 | 69.309 | 0 | 0 | 0 | 0 | 0 |  |  | 0 | 0
HO DPR 17.1 | Centralized Monitoring Solution | MERC/CAPEX/MSPGCL/2023-24/0576 | 2023-11-02 | 66.009 | 0 | 0 | 0 | 4.46 | 4.46 |  |  | 4.46 | 0
0 | IDC | MERC/CAPEX/MSPGCL/2023-24/0576 | 2023-11-02 | 3.3 | 0 | 0 | 0 | 0 | 0 |  |  | 0 | 0
23 | Coal Handling Plant Environment Improvement Schemes at U-6&7 CHP (2X250MW) Parli TPS | Yet to be approve | - | 0 | 0 | 0 | 0 | 0 | 0 |  |  | 0 | 0 | 0 | 0
23.1 | Scheme-1: Design, Engineering, Manufacturing, Supply, Installation and Commissioning of Dedusting System ( Dust Extraction System) for Crusher House and Bunker House at Unit -6 & 7 at CHP Parli TPS. | Yet to be approve | - | 0 | 0 | 0 | 0 | 12.96 | 12.96 |  |  | 12.96 | 0 | 0 | 12.96
23.2 | Scheme-2: Supply, Installation, Erection & Commissioning of medium velocity water spray dust suppression system at CHP U-6/7 coal yard Crusher house & Link Conveyor at Parli TPS. | Yet to be approve | - | 0 | 0 | 0 | 0 | 3.52 | 3.52 |  |  | 3.52 | 0 | 0 | 3.52
23.3 | Scheme-3: Supply, Installation, Commissioning of Fire Hydrant & Spray line above ground around stacker yard and crusher house, wagon tippler through conveyor belt with DV & DV Shed at CHP U-6/7. | Yet to be approve | - | 0 | 0 | 0 | 0 | 3.54 | 3.54 |  |  | 3.54 | 0 | 0 | 3.54
23.4 | Scheme-4: Design, Manufacturing, Supply, Erection and Commissioning of DRY FOG Dust Suppression system at Wagon Tippler, Conveyor Belt Transfer point at U-6/7 CHP Parli TPS. | Yet to be approve | - | 0 | 0 | 0 | 0 | 7 | 7 |  |  | 7 | 0 | 0 | 7
0 | IDC | Yet to be approve | - | 0 | 0 | 0 | 0 | 0 | 0 |  |  | 0 | 0 | 0 | 0
24 | Coal Mill Performance Improvement Schemes at U-6 & 7 (2 x 250 MW) Parli TPS | Yet to be approve | - | 0 | 0 | 0 | 0 | 0 | 0 |  |  | 0 | 0 | 0 | 0
24.1 | Scheme-1: Procurement And Replacement Of Internals For Reducer Gear Box Szn-630 & Sbn-630 for Bbd-4772 Coal Mills Of 250mw At Unit 6,7 Parli | Yet to be approve | - | 0 | 0 | 0 | 0 | 0 | 0 |  |  | 0 | 0 | 0 | 0
24.2 | Scheme-2: Supply, Replacement, Erection And Installation Of Foundation Deck Springs Assembly (Vibration Isolation System) For Bbd-4772 Coal Mill Of For 250mw Unit-6&7 At Parli Tps.. | Yet to be approve | - | 0 | 0 | 0 | 0 | 0 | 0 |  |  | 0 | 0 | 0 | 0
24.3 | Scheme-3: Procurement And Installation of Girth Gear And Pinion Of Coal Mill Bbd-4772 For Unit-6,7 At Parli TPS. | Yet to be approve | - | 0 | 0 | 0 | 0 | 0 | 0 |  |  | 0 | 0
24.4 | Scheme-4: Procurement And Installation of Drive Shaft Assembly Of Coal Mill BBD-4772 For Unit-6 ,7 At Parli TPS. | Yet to be approve | - | 0 | 0 | 0 | 0 | 0 | 0 |  |  | 0 | 0
24.5 | Scheme-5: Procurement And Replacement of Bearing Shell Liner For Bbd-4772 Coal Mills Of 250mw At Unit 6,7 Parli TPS. | Yet to be approve | - | 0 | 0 | 0 | 0 | 0 | 0 |  |  | 0 | 0
0 | IDC | Yet to be approve | - | 0 | 0 | 0 | 0 | 0 | 0 |  |  | 0 | 0
25 | Administrative building | Yet to be approved | - | 0 | 0 | 0 | 0 | 0 | 0 |  |  | 0 | 0
25.1 | Administrative building | Yet to be approved | - | 0 | 0 | 0 | 0 | 0 | 0 |  |  | 0 | 0
26 | DPR on Refurbishment of spare HPT module (Common pool item) at TM U#6,7 Parli TPS, Upgradation of Air Temperature Controlling system & Supply, Installation and commissioning of unit-6 air compressor & Upgradation of existing chiller AC plant for PCR,Service Building,VFD area at NPTPS Parli -V at TPS Parli -V | Yet to be approved | - | 0 | 0 | 0 | 0 | 0 | 0 |  |  | 0 | 0
26.1 | Refurbishment of spare HPT module (Common pool item) at TM U#6,7 Parli TPS | Yet to be approved | - | 0 | 0 | 0 | 0 | 0.9 | 0 |  |  | 0 | 0.9
26.2 | Design, Erection, Testing & Commissioning of Energy Efficient Air Washer (cooling) System at Unit 6&7 NPTPS, Parli-V. | Yet to be approved | - | 0 | 0 | 0 | 0 | 0 | 0 |  |  | 0 | 0
26.3 | Upgradation of reciprocating compressor into screw compressor at U#6 | Yet to be approved | - | 0 | 0 | 0 | 0 | 0 | 0 |  |  | 0 | 0
26.4 | Upgradation of existing chiller AC plant for PCR,Service Building,VFD area at NPTPS Parli -V | Yet to be approved | - | 0 | 0 | 0 | 0 | 0 | 0 |  |  | 0 | 0
0 | IDC | 0 | - | 0 | 0 | 0 | 0 | 0 | 0 |  |  | 0 | 0
Covid Related Work | U#6,7 Medical02 Oxygen Gr&Cyl Ozonization Plant501 | N.A. | - | 0 | 3.8414 | 3.8414 | 0 | 0 | 0 |  |  | 0 | 0
0 | 0 | 0 | - | 0 | 0 | 0 | 0 | 0 | 0 |  |  | 0 | 0
B | Asset received from Project of 6-7 | 0 | - | 0 | 0 | 0 | 0 | 0 | 0 |  |  | 0 | 0
1 | Enhanced Land Compensation LAR No-127/2003 | N.A. | - | 0 | 0.72651 | 0.72651 | 0 | 0 | 0 |  |  | 0 | 0
2 | Assets rec. from Project Boiler Plant and Equipments | N.A. | - | 0 | 14.2796 | 14.2796 | 0 | 0 | 0 |  |  | 0 | 0
3 | Assets rec. from Project & CivilBoiler Plant and Equipments | N.A. | - | 0 | 0.11889 | 0.11889 | 0 | 0 | 0 |  |  | 0 | 0
4 | Received from project 2010-11 - mechanical works o f Boiler Plant and Equipments | N.A. | - | 0 | 0.11889 | 0.11889 | 0 | 0 | 0 |  |  | 0 | 0
5 | Assets Received from project 2010-11 - Ash handling plant | N.A. | - | 0 | 0.076351 | 0.076351 | 0 | 0 | 0 |  |  | 0 | 0
6 | Bolero Jeep MH 19 AE 6941 | N.A. | - | 0 | 0.04236 | 0.04236 | 0 | 0 | 0 |  |  | 0 | 0
7 | Land owned under full title | N.A. | - | 0 | 0.60786 | 0.60786 | 0 | 0 | 0 |  |  | 0 | 0
8 | Assets rec. from Project & CivilBoiler Plant and Equipments | N.A. | - | 0 | 2.6343 | 2.6343 | 0 | 0 | 0 |  |  | 0 | 0
9 | Received from project 2010-11 - mechanical works o f Boiler Plant and Equipments | N.A. | - | 0 | 2.6343 | 2.6343 | 0 | 0 | 0 |  |  | 0 | 0
10 | Received from Project 2010-11 - Crane Hoising Equipment | N.A. | - | 0 | 0.012011 | 0.012011 | 0 | 0 | 0 |  |  | 0 | 0
11 | Enhancd Land CompnstnLarNo134/2003 Srvy No3Jlalp | 0 | - | 0 | 0.47069 | 0.47069 | 0 | 0 | 0 |  |  | 0 | 0
12 | Enhancd Land CompnstnLarNo273/2010Sangam Gat24,54, | 0 | - | 0 | 0.32732 | 0.32732 | 0 | 0 | 0 |  |  | 0 | 0
13 | Enhancd Land CompnstnLarNo273/2010Sangam Gat24,54, | 0 | - | 0 | 0.087899 | 0.087899 | 0 | 0 | 0 |  |  | 0 | 0
14 | Received from project 2010-11 - mechanical works of Boiler Plant and Equipments | 0 | - | 0 | 6.8808 | 6.8808 | 0 | 0 | 0 |  |  | 0 | 0
15 | Compnsn payment agst land acquired | 0 | - | 0 | 0 | 0 | 0 | 1.1658 | 1.1658 |  |  | 1.1658 | 0
C | Yet to be submitted to MERC | 0 | - | 0 | 0 | 0 | 0 | 0 | 0 |  |  | 0 | 0
2 | Upgradation of PCAL to PADO upgradation Charger, UPS & upgradation of fast bus transfer scheme, Installation, Erection and Commissioning of Mill Fire Detection System at U#6,7, HT motors procurement & PLC upgradation. | Yet to be approved | - | 0 | 0 | 0 | 0 | 0 | 0 |  |  | 0 | 0
2.1 | Supply, Erection & Commissioning of 24 V,4500 AH Battery Charger at Unit 6&7,220 V,2500 AH Battery Charger at U-6&7, And110 V,400 AH Battery Charger at Khadka, Naikota Pump House, Parli Vaijnath. | Yet to be approved | - | 0 | 0 | 0 | 0 | 0 | 0 |  |  | 0 | 0
2.2 | Supply, Erection & Commissioning of 80 KVA UPS at U-6&7, Parli Vaijnath. | Yet to be approved | - | 0 | 0 | 0 | 0 | 0 | 0 |  |  | 0 | 0
2.3 | Up-gradation of BTS system at Unit 6 & 7 , Parli-Vaijnath. | Yet to be approved | - | 0 | 0 | 0 | 0 | 0 | 0 |  |  | 0 | 0
2.4 | Supply Installation, erection, and commissioning of Mill fire detection system at U# 6,7 NPTPS, Parli- V | Yet to be approved | - | 0 | 0 | 0 | 0 | 0 | 0 |  |  | 0 | 0
2.5 | Upgradation of Existing PCal System with Plant Performance Analysis Diagnostic and Optimization System (PADO) at Unit - 6,7 New Parli TPS, Parli-V. | Yet to be approved | - | 0 | 0 | 0 | 0 | 0 | 0 |  |  | 0 | 0
2.6 | Upgradation of expired and vulnerable SCADA, Operating System, and Hardware to improve life and communication system of DM Plant and Condenser Polishing Plant Unit 6&7 250 MW at NPTPS Parli V". | Yet to be approved | - | 0 | 0 | 0 | 0 | 0 | 0 |  |  | 0 | 0
2.7 | Procurement of Energy efficient HT motors at U#6,7, TPS Parli-V | Yet to be approved | - | 0 | 0 | 0 | 0 | 0 | 0 |  |  | 0 | 0
0 | IDC | 0 | - | 0 | 0 | 0 | 0 | 0 | 0 |  |  | 0 | 0
3 | DPR on Supply, Installation, and commissioning of complete Governing rack assembly at Unit -06 & 07 TPS Parli-V & Procurement of LPT inner-inner casing at Unit 07 TPS Parli-V. | Yet to be approved | - | 0 | 0 | 0 | 0 | 0 | 0 |  |  | 0 | 0
3.1 | Supply, Installation and Commissioning of complete governing rack assembly at Unit-06 TPS ,PARLI-V | Yet to be approved | - | 0 | 0 | 0 | 0 | 0 | 0 |  |  | 0 | 0
3.2 | Procurement of LPT inner-inner casing at Unit- 7 TPS, Parli-V | Yet to be approved | - | 0 | 0 | 0 | 0 | 0 | 0 |  |  | 0 | 0
0 | IDC | Yet to be approved | - | 0 | 0 | 0 | 0 | 0 | 0 |  |  | 0 | 0
4 | DPR on Procurement of BFP pumps, BFP booster pumps at Unit 6,7 Parli Vaijnath. Refurbishment of existing M/s Jindal make H2 gas Dryer, Refurbishment of existing M/s Donaldson make Instrument Air Dryer at Unit#6 Parli TPS & Repair and refurbishment of flowmore make ACW pump v.t model 24h/2 stage drawing no. csd/96502082k5(A)& HSC booster pump model fig 5821 size 350 x 300 drawing no. csd/96502082k5(b) at unit#6,7. | Yet to be approved | - | 0 | 0 | 0 | 0 | 0 | 0 |  |  | 0 | 0
4.1 | Procurement of Energy Efficient Cartridges of Boiler Feed Pumps at Unit #6&7 Parli TPS and BFP booster pumps at Unit 6,7 Parli Vaijnath. | Yet to be approved | - | 0 | 0 | 0 | 0 | 0 | 0 |  |  | 0 | 0
4.2 | Refurbishment of existing M/s Jindal make H2 gas Dryer at Unit #6&7 Parli TPS | Yet to be approved | - | 0 | 0 | 0 | 0 | 0 | 0 |  |  | 0 | 0
4.3 | Refurbishment of existing M/s Donaldson make Instrument Air Dryer at Unit#6 Parli TPS | Yet to be approved | - | 0 | 0 | 0 | 0 | 0 | 0 |  |  | 0 | 0
4.4 | Repair and refurbishment of flowmore make ACW pump v.t model 24h/2 stage drawing no. csd/96502082k5(A)& HSC booster pump model fig 5821 size 350 x 300 drawing no. csd/96502082k5(b) at unit#6,7. | Yet to be approved | - | 0 | 0 | 0 | 0 | 0 | 0 |  |  | 0 | 0
0 | IDC | Yet to be approved | - | 0 | 0 | 0 | 0 | 0 | 0 |  |  | 0 | 0
5 | Bolier Improvement schemes at U#6,7 Parli TPS | Yet to be approved | - | 0 | 0 | 0 | 0 | 0 | 0 |  |  | 0 | 0
5.1 | Procurment & replacement of Four complete set of APH basket ay U#6 & 7 | Yet to be approved | - | 0 | 0 | 0 | 0 | 0 | 0 |  |  | 0 | 0
5.2 | PROCUREMENT & REPLACEMENT OF COAL COMPARATMENT ASSEMBLIES FOR 250 MW UNIT-6 & 7 AT PARLI TPS | Yet to be approved | - | 0 | 0 | 0 | 0 | 0 | 0 |  |  | 0 | 0
5.3 | Procurement & replacement of complete set of Reheater coils for U- 6 & 7 | Yet to be approved | - | 0 | 0 | 0 | 0 | 0 | 0 |  |  | 0 | 0
5.4 | Procurement & replacement of complete set of Platen SH coil for U- 6 & 7 | Yet to be approved | - | 0 | 0 | 0 | 0 | 0 | 0 |  |  | 0 | 0
5.5 | Procurement & replacement of shell liner for U-6&7 | Yet to be approved | - | 0 | 0 | 0 | 0 | 0 | 0 |  |  | 0 | 0
5.6 | Procurement & replacement of FD fan assembly with blade set at U#6,7 | Yet to be approved | - | 0 | 0 | 0 | 0 | 0 | 0 |  |  | 0 | 0
0 | IDC | Yet to be approved | - | 0 | 0 | 0 | 0 | 0 | 0 |  |  | 0 | 0
6 | Bolier plant performance Improvement schemes at U#6,7 Parli TPS | Yet to be approved | - | 0 | 0 | 0 | 0 | 0 | 0 |  |  | 0 | 0
6.1 | PROCUREMENT & REPLACEMENT OF COAL COMPARATMENT ASSEMBLIES FOR 250 MW UNIT-6 & 7 AT PARLI TPS | Yet to be approved | - | 0 | 0 | 0 | 0 | 0 | 0 |  |  | 0 | 0
6.2 | Procurement & replacement of shell liner for U-6&7 | Yet to be approved | - | 0 | 0 | 0 | 0 | 0 | 0 |  |  | 0 | 0
6.3 | Procurement & replacement of water wall Z panel & water wall soot blower panel at U#6,7 | Yet to be approved | - | 0 | 0 | 0 | 0 | 0 | 0 |  |  | 0 | 0
6.4 | Procurement & Replacement of Two complete set of APH Baskets at 250 MW Unit-7, Parli TPS. | Yet to be approved | - | 0 | 0 | 0 | 0 | 0 | 0 |  |  | 0 | 0
0 | IDC | Yet to be approved | - | 0 | 0 | 0 | 0 | 0 | 0 |  |  | 0 | 0
7 | ESP Upgradation at U#6,7 | Yet to be approved | - | 0 | 0 | 0 | 0 | 0 | 0 |  |  | 0 | 0
7.1 | Procurement & replacement of all emitting coils & collecting plates of ESP & Procurement & replacement of ESP internals at U#6,7 Parli TPS & Replacement of thermal insulation of boiler, ducts & steam piping along with supply | Yet to be approved | - | 0 | 0 | 0 | 0 | 0 | 0 |  |  | 0 | 0
7.2 | Replacement of thermal insulation of boiler, ducts & steam piping along with supply | Yet to be approved | - | 0 | 0 | 0 | 0 | 0 | 0 |  |  | 0 | 0
0 | IDC | Yet to be approved | - | 0 | 0 | 0 | 0 | 0 | 0 |  |  | 0 | 0
8 | Augmentation of Dautpur & Sandawa premises water recovery system | Yet to be approved | - | 0 | 0 | 0 | 0 | 0 | 0 |  |  | 0 | 0
8.1 | Supply, erection & commissioning of VT pumps for waste water recovery at TM-NPTPS, Parli-V | Yet to be approved | - | 0 | 0 | 0 | 0 | 0 | 0 |  |  | 0 | 0
8.2 | RENOVATION OF ASH WATER RECOVERY SUPPLY SYSTEM INCLUDING ERECTION & COMMISSIONING LT BOARD 11KV/415V SUBSTATION WITH 11KV OH LINE AT SANDWA & DAUTPUR PUMP HOUSE | Yet to be approved | - | 0 | 0 | 0 | 0 | 0 | 0 |  |  | 0 | 0
8.3 | Construction of New Sandwa recovery pump house at NPTPS Parli Vaijnath. | Yet to be approved | - | 0 | 0 | 0 | 0 | 0 | 0 |  |  | 0 | 0
0 | IDC | Yet to be approved | - | 0 | 0 | 0 | 0 | 0 | 0 |  |  | 0 | 0
9 | DPR on Modification of governing system from low pressure to high pressure at Unit-06 TPS, PARLI-V and Procurement of CW pumps at Unit 6,7 Parli Vaijnath. | Yet to be approved | - | 0 | 0 | 0 | 0 | 0 | 0 |  |  | 0 | 0
9.1 | Modification of governing system from low pressure to high pressure at Unit-06 TPS, PARLI-V | 0 | - | 0 | 0 | 0 | 0 | 0 | 0 |  |  | 0 | 0
9.2 | Procurement of CW pumps at Unit 6,7 Parli Vaijnath | Yet to be approved | - | 0 | 0 | 0 | 0 | 0 | 0 |  |  | 0 | 0
0 | IDC | Yet to be approved | - | 0 | 0 | 0 | 0 | 0 | 0 |  |  | 0 | 0
10 | DPR on Procurement of HP, IP and LP Turbine bladesat Unit 6,7 Parli Vaijnath. | Yet to be approved | - | 0 | 0 | 0 | 0 | 0 | 0 |  |  | 0 | 0
10.1 | Procurement of HP, IP and LP Turbine blade set Unit 6,7 Parli Vaijnath. | Yet to be approved | - | 0 | 0 | 0 | 0 | 0 | 0 |  |  | 0 | 0
0 | IDC | Yet to be approved | - | 0 | 0 | 0 | 0 | 0 | 0 |  |  | 0 | 0
11 | DPR on Procurement of CEP pumps | Yet to be approved | - | 0 | 0 | 0 | 0 | 0 | 0 |  |  | 0 | 0
11.1 | Procurement of CEP pumps | Yet to be approved | - | 0 | 0 | 0 | 0 | 0 | 0 |  |  | 0 | 0
0 | IDC | Yet to be approved | - | 0 | 0 | 0 | 0 | 0 | 0 |  |  | 0 | 0
12 | DPR on Retrofitting of NDCT at Unit 6,7 Parli Vaijnath. and Upgradation of existing chiller AC plant for at Unit 7 Parli Vaijnath. | Yet to be approved | - | 0 | 0 | 0 | 0 | 0 | 0 |  |  | 0 | 0
12.1 | Retrofitting of NDCT at Unit 6,7 Parli Vaijnath. | Yet to be approved | - | 0 | 0 | 0 | 0 | 0 | 0 |  |  | 0 | 0
12.2 | Upgradation of existing chiller AC plant for at Unit 7 Parli Vaijnath. | Yet to be approved | - | 0 | 0 | 0 | 0 | 0 | 0 |  |  | 0 | 0
0 | IDC | Yet to be approved | - | 0 | 0 | 0 | 0 | 0 | 0 |  |  | 0 | 0
13 | DPR on various types of coolers at TPS Parli-Vaijnath | Yet to be approved | - | 0 | 0 | 0 | 0 | 0 | 0 |  |  | 0 | 0
13.1 | Procurement of H2 cooler, BFP coolers, generator exciter cooler, seal oil coolers at Unit 6,7 Parli Vaijnath. | Yet to be approved | - | 0 | 0 | 0 | 0 | 0 | 0 |  |  | 0 | 0
0 | IDC | Yet to be approved | - | 0 | 0 | 0 | 0 | 0 | 0 |  |  | 0 | 0
14 | DPR on Upgradation of screw type compressor at U#7 Parli Vaijnath., Supply, erection & commissioning of Fire Fighting pressure system (pneumatic) at unit 6,7 and 8 at PTPS, Parli-V and Procurement of BFP discharge valve, BFP recirculation valve and gland steam inlet / outlet valves at Unit 6,7 Parli Vaijnath. | Yet to be approved | - | 0 | 0 | 0 | 0 | 0 | 0 |  |  | 0 | 0
14.1 | Upgradation of screw type compressor at U#7 Parli Vaijnath. | Yet to be approved | - | 0 | 0 | 0 | 0 | 0 | 0 |  |  | 0 | 0
14.2 | Supply, erection & commissioning of Fire Fighting pressure system (pneumatic) at unit 6,7 and 8 at PTPS, Parli-V | Yet to be approved | - | 0 | 0 | 0 | 0 | 0 | 0 |  |  | 0 | 0
14.3 | Procurement of BFP discharge valve, BFP recirculation valve and gland steam inlet / outlet valves at Unit 6,7 Parli Vaijnath. | Yet to be approved | - | 0 | 0 | 0 | 0 | 0 | 0 |  |  | 0 | 0
0 | IDC | Yet to be approved | - | 0 | 0 | 0 | 0 | 0 | 0 |  |  | 0 | 0
15 | COAL HANDLING PLANT PERFORMANCE IMPROVEMENT BY SYSTEM UPGRADATION AT Unit 6 ,7 CHP ( 2X 250MW), Parli TPS. | Yet to be approved | - | 0 | 0 | 0 | 0 | 0 | 0 |  |  | 0 | 0
15.1 | Refurbishment of single stream conveyor drives : Procurement of Various types of Gearbox for single stream conveyor drives of 2X 250 MW CHP U6&7 Parli TPS. | Yet to be approved | - | 0 | 0 | 0 | 0 | 0 | 0 |  |  | 0 | 0
15.2 | Refurbishment of single stream conveyor drives : Procurement of Various types of fluid couplings for single stream conveyor drives of 2X 250 MW CHP U6&7 Parli TPS. | Yet to be approved | - | 0 | 0 | 0 | 0 | 0 | 0 |  |  | 0 | 0
15.3 | Refurbishment of single stream conveyor drives : Procurement of ENERGY EFFICIENT HT MOTORS for single stream conveyor drives of 2X 250 MW CHP U6&7 Parli TPS. | Yet to be approved | - | 0 | 0 | 0 | 0 | 0 | 0 |  |  | 0 | 0
15.4 | Refurbishment of single stream conveyor drives : Procurement of HT vacuum circuit breakers for single stream conveyor drives of 2X 250 MW CHP U6&7 Parli TPS. | Yet to be approved | - | 0 | 0 | 0 | 0 | 0 | 0 |  |  | 0 | 0
15.5 | Supply, Erection & Commissioning of street light from U6/7 railway gate to loco shed of CHP U6/7 NPTPS Parli-V | Yet to be approved | - | 0 | 0 | 0 | 0 | 0 | 0 |  |  | 0 | 0
15.6 | Strengthening of U-6 Bunkers at CHP NPTPS | Yet to be approved | - | 0 | 0 | 0 | 0 | 0 | 0 |  |  | 0 | 0
15.7 | Supply and commissioning of Suspended Magnets for U-6,7 CHP NPTPS | Yet to be approved | - | 0 | 0 | 0 | 0 | 0 | 0 |  |  | 0 | 0
15.8 | Modification of 60 KG rail track with laying crossover turnout at NMVP sliding CHP NPTPS | Yet to be approved | - | 0 | 0 | 0 | 0 | 0 | 0 |  |  | 0 | 0
0 | IDC | Yet to be approved | - | 0 | 0 | 0 | 0 | 0 | 0 |  |  | 0 | 0
16 | DPR for normalization and stabilization of coal handling plant performance at Parli TPS | 0 | - | 0 | 0 | 0 | 0 | 0 | 0 |  |  | 0 | 0
16.1 | Procurement of U-6,7 W/T Major spares | Yet to be approved | - | 0 | 0 | 0 | 0 | 0 | 0 |  |  | 0 | 0
16.2 | Supply of impact crusher major spares for CHP U-6/7 | Yet to be approved | - | 0 | 0 | 0 | 0 | 0 | 0 |  |  | 0 | 0
16.3 | Provision of Soft starter / VFD for Various conveyor | Yet to be approved | - | 0 | 0 | 0 | 0 | 0 | 0 |  |  | 0 | 0
16.4 | Upgradation of siemens make PLC at U-6/7. | Yet to be approved | - | 0 | 0 | 0 | 0 | 0 | 0 |  |  | 0 | 0
16.5 | Procurement of U-6/7 Stacker reclaimer major spares | Yet to be approved | - | 0 | 0 | 0 | 0 | 0 | 0 |  |  | 0 | 0
16.6 | Design, supply and commissioning of solar operated lighting system in CHP U-6,7 | Yet to be approved | - | 0 | 0 | 0 | 0 | 0 | 0 |  |  | 0 | 0
16.7 | Installation of CCTV survillance system alongwith all conveyors. | Yet to be approved | - | 0 | 0 | 0 | 0 | 0 | 0 |  |  | 0 | 0
16.8 | Upgradation / Retrofication of Bunker Lifts of Unit-6 & Unit-7 at CHP TPS Parli-V. | Yet to be approved | - | 0 | 0 | 0 | 0 | 0 | 0 |  |  | 0 | 0
0 | IDC | Yet to be approved | - | 0 | 0 | 0 | 0 | 0 | 0 |  |  | 0 | 0
17 | DPR for maximiation of Coal Handling Plant efficiency. | Yet to be approved | - | 0 | 0 | 0 | 0 | 0 | 0 |  |  | 0 | 0
17.1 | W/T control room & bunker house battery & UPS upgradation | Yet to be approved | - | 0 | 0 | 0 | 0 | 0 | 0 |  |  | 0 | 0
17.2 | Provision of Soft starter / VFD for Various conveyor | Yet to be approved | - | 0 | 0 | 0 | 0 | 0 | 0 |  |  | 0 | 0
17.3 | Structure Strengthening of Conveyor NO. 3 and Stacker Reclaimer Rail at U-6/7 CHP | Yet to be approved | - | 0 | 0 | 0 | 0 | 0 | 0 |  |  | 0 | 0
17.4 | Modernization/modification of Conveyor HT/LT cables at U-6/7 CHP. | Yet to be approved | - | 0 | 0 | 0 | 0 | 0 | 0 |  |  | 0 | 0
17.5 | Modernization of EOT cranes and Hoist at various junction tower and various location of CHP U-6/7 | Yet to be approved | - | 0 | 0 | 0 | 0 | 0 | 0 |  |  | 0 | 0
17.6 | Renovation / retrofitting of shuttle conveyor at CHP U-6/7. | Yet to be approved | - | 0 | 0 | 0 | 0 | 0 | 0 |  |  | 0 | 0
17.7 | Upgradation/renovation of bunker lift at RSC-6 & 7 of CHP U-6/7 | Yet to be approved | - | 0 | 0 | 0 | 0 | 0 | 0 |  |  | 0 | 0
0 | IDC | Yet to be approved | - | 0 | 0 | 0 | 0 | 0 | 0 |  |  | 0 | 0
18 | DPR on life enhancement of Coal Handling Plant | Yet to be approved | - | 0 | 0 | 0 | 0 | 0 | 0 |  |  | 0 | 0
18.1 | Renovation, upgradation & capacity enhancement of LT switch gear panels at W/T, S/R and CHP control Switch board at CHP U-6/7. | Yet to be approved | - | 0 | 0 | 0 | 0 | 0 | 0 |  |  | 0 | 0
18.2 | Procurement & installation of Belt tear detection system | Yet to be approved | - | 0 | 0 | 0 | 0 | 0 | 0 |  |  | 0 | 0
18.3 | Conveyor gravity takeup infrastructure strengthening work | Yet to be approved | - | 0 | 0 | 0 | 0 | 0 | 0 |  |  | 0 | 0
18.4 | Replacement of vibrating feeder-I with Apron Feeder at CHP U-6/7. | Yet to be approved | - | 0 | 0 | 0 | 0 | 0 | 0 |  |  | 0 | 0
0 | IDC | Yet to be approved | - | 0 | 0 | 0 | 0 | 0 | 0 |  |  | 0 | 0
19 | DPR for stabiliazation of Coal Handling Performance. | Yet to be approved | - | 0 | 0 | 0 | 0 | 0 | 0 |  |  | 0 | 0
19.1 | Drive modification of Stacker Reclaimer slewing system. | Yet to be approved | - | 0 | 0 | 0 | 0 | 0 | 0 |  |  | 0 | 0
19.2 | Retrofitting of Side Arm Charger-I & II at CHP U-6,7 | Yet to be approved | - | 0 | 0 | 0 | 0 | 0 | 0 |  |  | 0 | 0
19.3 | Provision of open Wagon Tippler at CHP U-6/7 | Yet to be approved | - | 0 | 0 | 0 | 0 | 0 | 0 |  |  | 0 | 0
19.4 | Refurbishment of Apron Feeder at CHP U-6,7 | Yet to be approved | - | 0 | 0 | 0 | 0 | 0 | 0 |  |  | 0 | 0
0 | IDC | Yet to be approved | - | 0 | 0 | 0 | 0 | 0 | 0 |  |  | 0 | 0
20 | Procurement & Replacement of 220V station batteries, 360V UPS batteries, 24V DCS batteries , 360V UPS AHP batteries at U6 & U7 NPTPS | Yet to be approved | - | 0 | 0 | 0 | 0 | 0 | 0 |  |  | 0 | 0
20.1 | Procurement & Replacement of 220V station batteries, 360V UPS batteries, 24V DCS batteries , 360V UPS AHP batteries at U6 & U7 NPTPS | Yet to be approved | - | 0 | 0 | 0 | 0 | 0 | 0 |  |  | 0 | 0
0 | IDC | Yet to be approved | - | 0 | 0 | 0 | 0 | 0 | 0 |  |  | 0 | 0
21 | DPR on Various electricle maintenance schemes at Unit 6,7 NPTPS Parli-V | Yet to be approved | - | 0 | 0 | 0 | 0 | 0 | 0 |  |  | 0 | 0
21.1 | Rennovation of Khadka & Naikota switchyard including replacement of Transformer and 33 KV outdoor type VCBs | Yet to be approved | - | 0 | 0 | 0 | 0 | 0 | 0 |  |  | 0 | 0
21.2 | Replacement of Khadka ,naikota 6.6 KV HT Breaker Panel , breaker trolleys and control cabinet | Yet to be approved | - | 0 | 0 | 0 | 0 | 0 | 0 |  |  | 0 | 0
21.3 | Replacement of LT breakers & modules at Unit 7 | Yet to be approved | - | 0 | 0 | 0 | 0 | 0 | 0 |  |  | 0 | 0
21.4 | Rennovation/Replacement of Boiler & Turbine side lighting by energy efficient LED lighting at unit 6&7, NPTPS, Parli vaijnath | Yet to be approved | - | 0 | 0 | 0 | 0 | 0 | 0 |  |  | 0 | 0
21.5 | nstallation of VFD for CEP, FD Fan, Seal Air Fan & HFO pump motors at unit 6&7, NPTPS, Parli Vaijnath | Yet to be approved | - | 0 | 0 | 0 | 0 | 0 | 0 |  |  | 0 | 0
0 | IDC | Yet to be approved | - | 0 | 0 | 0 | 0 | 0 | 0 |  |  | 0 | 0
22 | Renovation of Colony Electrical supply system & also replacement of wiring of all Types of buildings ,street light,highmast etc | Yet to be approved | - | 0 | 0 | 0 | 0 | 0 | 0 |  |  | 0 | 0
22.1 | Renovation of Colony Electrical supply system & also replacement of wiring of all Types of buildings ,street light,highmast etc | Yet to be approved | - | 0 | 0 | 0 | 0 | 0 | 0 |  |  | 0 | 0
0 | IDC | Yet to be approved | - | 0 | 0 | 0 | 0 | 0 | 0 |  |  | 0 | 0
23 | UPGRADATION OF EXPIRED AND VULNERABLE Scada, operating system and hardware to improve life and communication system of IAC,OHP & PTP plant UNIT 6&7 250MW at NPTPS PARLI V" & Emission Monitoring & Water Quality Analysers system Upgradation Schemes | Yet to be approved | - | 0 | 0 | 0 | 0 | 0 | 0 |  |  | 0 | 0
23.1 | UPGRADATION OF EXPIRED AND VULNERABLE Scada, operating system and hardware to improve life and communication system of IAC,OHP & PTP plant UNIT 6&7 250MW at NPTPS PARLI V". | Yet to be approved | - | 0 | 0 | 0 | 0 | 0 | 0 |  |  | 0 | 0
23.2 | Up gradation of SWAS system at U 7,NPTPS | Yet to be approved | - | 0 | 0 | 0 | 0 | 0 | 0 |  |  | 0 | 0
23.3 | Oxygen measurement APH and at ID outlet | Yet to be approved | - | 0 | 0 | 0 | 0 | 0 | 0 |  |  | 0 | 0
23.4 | Up gradation of Drum level measurement system at Unit – 6 &7 New Parli TPS, Parli-V | Yet to be approved | - | 0 | 0 | 0 | 0 | 0 | 0 |  |  | 0 | 0
23.5 | OLCC SYSTEM UPGRADATION U6 & U7 | Yet to be approved | - | 0 | 0 | 0 | 0 | 0 | 0 |  |  | 0 | 0
23.6 | Up gradation of Boiler tubes leakage detection system & Furnace flame mapping with video camera at Unit – 6 &7 New Parli TPS, Parli-V | Yet to be approved | - | 0 | 0 | 0 | 0 | 0 | 0 |  |  | 0 | 0
23.7 | Unit7 LVS system SCADA/HMI upgradation | Yet to be approved | - | 0 | 0 | 0 | 0 | 0 | 0 |  |  | 0 | 0
23.8 | Upgradation of Instrumentation & control lab | Yet to be approved | - | 0 | 0 | 0 | 0 | 0 | 0 |  |  | 0 | 0
0 | IDC | Yet to be approved | - | 0 | 0 | 0 | 0 | 0 | 0 |  |  | 0 | 0
24 | Control and monitoring system upgradation at U6&7 NPTPS & Various Instrumentation schemes at Unit 6,7, NPTPS Parli-V | Yet to be approved | - | 0 | 0 | 0 | 0 | 0 | 0 |  |  | 0 | 0
24.1 | Upgradation of level, flow & pressure measurement system | Yet to be approved | - | 0 | 0 | 0 | 0 | 0 | 0 |  |  | 0 | 0
24.2 | Up gradation of Vibration Monitoring System(VMS) at Unit – 6 &7 Parli TPS, Parli-V | Yet to be approved | - | 0 | 0 | 0 | 0 | 0 | 0 |  |  | 0 | 0
24.3 | Upgradation of feedstation valve contol instruments. | Yet to be approved | - | 0 | 0 | 0 | 0 | 0 | 0 |  |  | 0 | 0
24.4 | Supply of various instuments like H2 Dew point measurement system spares, Hydrogen analyzer, H2 leak detection system spares etc.Critical/Non-Critical Spares sub-assembly for performance improvement | Yet to be approved | - | 0 | 0 | 0 | 0 | 0 | 0 |  |  | 0 | 0
24.5 | Online Water flow Monitoring System at Khadka | Yet to be approved | - | 0 | 0 | 0 | 0 | 0 | 0 |  |  | 0 | 0
24.6 | Upgradation of CO analyser at APH inlete and SOX NOX gas analyser installed at ID discharge along with remote calibration facility and connectivity to CPCB and MPCB as per latest CPCB Guidelines | Yet to be approved | - | 0 | 0 | 0 | 0 | 0 | 0 |  |  | 0 | 0
24.7 | Supply, Erection and Commissioning of Effluent Analyser for the parameters like COD, BOD, TSS & PH installed at ETP & STP outlet of the NPTPS, Parli. complying CPCB / MPCB Guidelines. | Yet to be approved | - | 0 | 0 | 0 | 0 | 0 | 0 |  |  | 0 | 0
0 | IDC | Yet to be approved | - | 0 | 0 | 0 | 0 | 0 | 0 |  |  | 0 | 0
25 | Detailed Project Report on ‘Supply, installation, restoration, up-gradation and revamping of Fire Protection Systems viz. Under ground Fire Pipe Lines, Static Fire Water Pumps, Fire Hydrant System, Passive Fire Protection System, DV House Construction & Fire Water/Foam Spray System at plant & ODP area of Unit-6, 7 & 8 of Parli TPS, Parli Vaijnath’. | Yet to be approved | - | 0 | 0 | 0 | 0 | 0 | 0 |  |  | 0 | 0
25.1 | Work of replacement of damaged/leaky underground Fire Water Pipelines and Static Fire water Pumps at Plant (Unit-6, 7 & 8) and ODP area of Parli TPS including required material viz. MSERW Pipes/Steel, etc. | Yet to be approved | - | 0 | 0 | 0 | 0 | 0 | 0 |  |  | 0 | 0
25.2 | Restoration of Deluge Valve system along with work of repairing/reconstruction (with relocation for safe operation) of damaged Deluge Valve Houses at Plant & ODP area of Parli TPS Unit#6, 7 & 8. | Yet to be approved | - | 0 | 0 | 0 | 0 | 0 | 0 |  |  | 0 | 0
25.3 | Supply, Rectification and Installation of addressable fire alarm system and Fire suppression system at unit 6 & 7,Parli TPS. | Yet to be approved | - | 0 | 0 | 0 | 0 | 0 | 0 |  |  | 0 | 0
0 | IDC | Yet to be approved | - | 0 | 0 | 0 | 0 | 0 | 0 |  |  | 0 | 0
26 | ASH EVACUATION IMPROVEMENT AND PERFORMANCE & EFFICIENCY OF ASH HANDLING SYSTEM At NPTPS Parli-V AT TPS PARLI-V. | Yet to be approved | - | 0 | 0 | 0 | 0 | 0 | 0 |  |  | 0 | 0
26.1 | DESIGN , SUPPLY & REPLCEMENT OF ASH DISPOSAL SLURRY PUMP COMPLTE ASSEMBLY ALONG WITH GEAR BOX, MOTORS U-6 | Yet to be approved | - | 0 | 0 | 0 | 0 | 0 | 0 |  |  | 0 | 0
26.2 | DESIGN , SUPPLY & REPLCEMENT OF HP WATER PUMP COMPLTE ASSEMBLY ALONG WITH GEAR BOX, MOTORS U-6 | Yet to be approved | - | 0 | 0 | 0 | 0 | 0 | 0 |  |  | 0 | 0
26.3 | Upgradation of reciprocating Conveying Air compressor into screw compressor at U#6 | Yet to be approved | - | 0 | 0 | 0 | 0 | 0 | 0 |  |  | 0 | 0
26.4 | Upgradation of reciprocating Instrument Air compressor into screw compressor at U#6 | Yet to be approved | - | 0 | 0 | 0 | 0 | 0 | 0 |  |  | 0 | 0
26.5 | Procurement & replacement of 300 NB,200NB Cash Basalt Pipelines with the existing MSERW pipe of ash disposal system of Unit #6& 7 at Parli TPS, Parli V . | Yet to be approved | - | 0 | 0 | 0 | 0 | 0 | 0 |  |  | 0 | 0
26.6 | DESIGN , SUPPLY & REPLCEMENT VACUUM PUMP U6 | Yet to be approved | - | 0 | 0 | 0 | 0 | 0 | 0 |  |  | 0 | 0
26.7 | Work of Repairing & Reconditioning of Single Roll Clinker Grinder assembly from OEM on as and when required basis at AHP(2X250),Unit-6&7 Parli TPS,Parli-V. | Yet to be approved | - | 0 | 0 | 0 | 0 | 0 | 0 |  |  | 0 | 0
26.8 | Work of complete Reconditioning and refurbishment of various spares in Unit 6&7, Parli TPS, Parli-V | Yet to be approved | - | 0 | 0 | 0 | 0 | 0 | 0 |  |  | 0 | 0
26.9 | Transmission drive system & Fluid coupling replacements. | Yet to be approved | - | 0 | 0 | 0 | 0 | 0 | 0 |  |  | 0 | 0
26.1 | DESIGN , SUPPLY & REPLCEMENT OF ASH INLET VALVE COMPLETE ASSEBLY U6 | Yet to be approved | - | 0 | 0 | 0 | 0 | 0 | 0 |  |  | 0 | 0
26.11 | UPGRADATION OF EXPIRED AND VULNERABLE Scada, operating system and hardware to improve life and communication system of Ash handling plant UNIT 6&7 250MW at NPTPS PARLI V". | Yet to be approved | - | 0 | 0 | 0 | 0 | 0 | 0 |  |  | 0 | 0
0 | IDC | Yet to be approved | - | 0 | 0 | 0 | 0 | 0 | 0 |  |  | 0 | 0
27 | ASH EVACUATION IMPROVEMENT AND PERFORMANCE & EFFICIENCY OF ASH HANDLING SYSTEM At NPTPS Parli-V AT TPS PARLI-V. | Yet to be approved | - | 0 | 0 | 0 | 0 | 0 | 0 |  |  | 0 | 0
27.1 | Upgradation of reciprocating Conveying Air compressor into screw compressor at U#7 | Yet to be approved | - | 0 | 0 | 0 | 0 | 0 | 0 |  |  | 0 | 0
27.2 | Upgradation of reciprocating Instrument Air compressor into screw compressor at U#7 | Yet to be approved | - | 0 | 0 | 0 | 0 | 0 | 0 |  |  | 0 | 0
27.3 | DESIGN , SUPPLY & REPLCEMENT OF ASH DISPOSAL SLURRY PUMP COMPLTE ASSEMBLY ALONG WITH GEAR BOX, MOTORS U-7 | Yet to be approved | - | 0 | 0 | 0 | 0 | 0 | 0 |  |  | 0 | 0
27.4 | DESIGN , SUPPLY & REPLCEMENT OF HP WATER PUMP COMPLTE ASSEMBLY ALONG WITH GEAR BOX, MOTORS U-7 | Yet to be approved | - | 0 | 0 | 0 | 0 | 0 | 0 |  |  | 0 | 0
27.5 | DESIGN , SUPPLY & REPLCEMENT VACUUM PUMP U7. | Yet to be approved | - | 0 | 0 | 0 | 0 | 0 | 0 |  |  | 0 | 0
27.6 | DESIGN , SUPPLY & REPLCEMENT BRANCH SEGEGATION COMPLETE VALVE ASSEBLY U7 | Yet to be approved | - | 0 | 0 | 0 | 0 | 0 | 0 |  |  | 0 | 0
27.7 | DESIGN , SUPPLY & REPLCEMENT BRANCH VALVE & ASH INLET VALVE U7 | Yet to be approved | - | 0 | 0 | 0 | 0 | 0 | 0 |  |  | 0 | 0
27.8 | Procurement of MOTORS, RELAY ,BREAKERS & RETROFITTING for pumps , IAC/CAC to improve availability & performance of Bottom ash, Coarse Ash & fly ash system of AHP, unit -7 | Yet to be approved | - | 0 | 0 | 0 | 0 | 0 | 0 |  |  | 0 | 0
27.9 | Procurement of Replcement Water valve, AUDCO valve | Yet to be approved | - | 0 | 0 | 0 | 0 | 0 | 0 |  |  | 0 | 0
27.1 | Procurement & replacement of Bottom ash clinker grinder | Yet to be approved | - | 0 | 0 | 0 | 0 | 0 | 0 |  |  | 0 | 0
27.11 | UPGRADATION OF EXPIRED AND VULNERABLE Scada, operating system and hardware to improve life and communication system of HCSD Ash handling plant UNIT 6&7 250MW at NPTPS PARLI V" | Yet to be approved | - | 0 | 0 | 0 | 0 | 0 | 0 |  |  | 0 | 0
0 | IDC | Yet to be approved | - | 0 | 0 | 0 | 0 | 0 | 0 |  |  | 0 | 0
28 | ASH EVACUATION IMPROVEMENT AND PERFORMANCE & EFFICIENCY OF ASH HANDLING SYSTEM At NPTPS Parli-V AT TPS PARLI-V. | Yet to be approved | - | 0 | 0 | 0 | 0 | 0 | 0 |  |  | 0 | 0
28.1 | GEHO pump critical assemblies replacement. | Yet to be approved | - | 0 | 0 | 0 | 0 | 0 | 0 |  |  | 0 | 0
28.2 | DESIGN , SUPPLY & REPLCEMENT OF HP WATER PUMP COMPLTE ASSEMBLY ALONG WITH GEAR BOX, MOTORS | Yet to be approved | - | 0 | 0 | 0 | 0 | 0 | 0 |  |  | 0 | 0
28.3 | Upgradation of BA clinker grinder at U#6/7 | Yet to be approved | - | 0 | 0 | 0 | 0 | 0 | 0 |  |  | 0 | 0
28.4 | Scheme 4: Spares for premium make ash mixer gear box H1-160 5.06/1, P2 O No.160106, Sr No.2RF 12629 & H1-180 1.35/1 | Yet to be approved | - | 0 | 0 | 0 | 0 | 0 | 0 |  |  | 0 | 0
28.5 | Spares for premium make ash mixer gear box VB2SA-225 17.1/1p1 | Yet to be approved | - | 0 | 0 | 0 | 0 | 0 | 0 |  |  | 0 | 0
28.6 | DESIGN , SUPPLY & REPLCEMENT VACUUM PUMP | Yet to be approved | - | 0 | 0 | 0 | 0 | 0 | 0 |  |  | 0 | 0
0 | IDC | Yet to be approved | - | 0 | 0 | 0 | 0 | 0 | 0 |  |  | 0 | 0
29 | ASH EVACUATION IMPROVEMENT AND PERFORMANCE & EFFICIENCY OF ASH HANDLING SYSTEM At NPTPS Parli-V AT TPS PARLI-V. | Yet to be approved | - | 0 | 0 | 0 | 0 | 0 | 0 |  |  | 0 | 0
29.1 | Procurement & replacement of 300 NB,200NB Cash Basalt Pipelines with the existing MSERW pipe of ash disposal system of Unit #6& 7 at Parli TPS, Parli V . | Yet to be approved | - | 0 | 0 | 0 | 0 | 0 | 0 |  |  | 0 | 0
29.2 | Procurement of MOTORS, RELAY ,BREAKERS & RETROFITTING for pumps , IAC/CAC to improve availability & performance of Bottom ash, Coarse Ash & fly ash system of AHP, unit 6 | Yet to be approved | - | 0 | 0 | 0 | 0 | 0 | 0 |  |  | 0 | 0
29.3 | DESIGN , SUPPLY & REPLCEMENT VACUUM PUMP U#6 | Yet to be approved | - | 0 | 0 | 0 | 0 | 0 | 0 |  |  | 0 | 0
0 | IDC | Yet to be approved | - | 0 | 0 | 0 | 0 | 0 | 0 |  |  | 0 | 0
30 | ASH EVACUATION IMPROVEMENT AND PERFORMANCE & EFFICIENCY OF ASH HANDLING SYSTEM At NPTPS Parli-V AT TPS PARLI-V. | Yet to be approved | - | 0 | 0 | 0 | 0 | 0 | 0 |  |  | 0 | 0
30.1 | DESIGN , SUPPLY & REPLCEMENT VACUUM PUMP | Yet to be approved | - | 0 | 0 | 0 | 0 | 0 | 0 |  |  | 0 | 0
30.2 | DESIGN , SUPPLY & REPLCEMENT OF ASH DISPOSAL SLURRY PUMP COMPLTE ASSEMBLY ALONG WITH GEAR BOX, MOTORS U-6& 7 | Yet to be approved | - | 0 | 0 | 0 | 0 | 0 | 0 |  |  | 0 | 0
30.3 | DESIGN , SUPPLY & REPLCEMENT OF HP WATER PUMP COMPLTE ASSEMBLY ALONG WITH GEAR BOX, MOTORS U-6& 7 | Yet to be approved | - | 0 | 0 | 0 | 0 | 0 | 0 |  |  | 0 | 0
30.4 | Procurement of MOTORS, RELAY ,BREAKERS & RETROFITTING for HCSD to improve availability & performance of Bottom ash, Coarse Ash & fly ash system of AHP, unit 6 | Yet to be approved | - | 0 | 0 | 0 | 0 | 0 | 0 |  |  | 0 | 0
30.5 | Upgradation of reciprocating Conveying Air compressor into screw compressor at U#6 | Yet to be approved | - | 0 | 0 | 0 | 0 | 0 | 0 |  |  | 0 | 0
30.6 | Upgradation of reciprocating Instrument Air compressor into screw compressor at U#6 | Yet to be approved | - | 0 | 0 | 0 | 0 | 0 | 0 |  |  | 0 | 0
0 | IDC | Yet to be approved | - | 0 | 0 | 0 | 0 | 0 | 0 |  |  | 0 | 0
31 | Construction of VIP guest house building at TPS Parli Vaijnath | Yet to be approved | - | 0 | 0 | 0 | 0 | 0 | 0 |  |  | 0 | 0
31.1 | Construction of VIP guest house building at TPS Parli Vaijnath | Yet to be approved | - | 0 | 0 | 0 | 0 | 0 | 0 |  |  | 0 | 0
32 | Permanent water supply scheme for parli TPS by lifting water from Dead storage of Majalgaon dam and supplying through enclosed pipe line at New TPS Parli Vaijnath. | Yet to be approved | - | 0 | 0 | 0 | 0 | 0 | 0 |  |  | 0 | 0
32.1 | Permanent water supply scheme for parli TPS by lifting water from Dead storage of Majalgaon dam and supplying through enclosed pipe line at New TPS Parli Vaijnath. | Yet to be approved | - | 0 | 0 | 0 | 0 | 0 | 0 |  |  | 0 | 0
32.2 | Providing drinking water supply to GSR Tank of Shaktikunj Vasahat from Unit 6,7 and 8 premises new TPS Parli Vaijnath | Yet to be approved | - | 0 | 0 | 0 | 0 | 0 | 0 |  |  | 0 | 0
33 | DPR on Raw water leackage arresting | Yet to be approved | - | 0 | 0 | 0 | 0 | 0 | 0 |  |  | 0 | 0
33.1 | Raw water leackage arresting | Yet to be approved | - | 0 | 0 | 0 | 0 | 0 | 0 |  |  | 0 | 0
34 | NDCT structural strenthing and leackage arresting througth basin and CW channel of Unit 6,7 | Yet to be approved | - | 0 | 0 | 0 | 0 | 0 | 0 |  |  | 0 | 0
34.1 | NDCT basin of unit 6& 7 leackage arresing work | Yet to be approved | - | 0 | 0 | 0 | 0 | 0 | 0 |  |  | 0 | 0
34.2 | CW channel leackage arresting of Unit 6 &7 | Yet to be approved | - | 0 | 0 | 0 | 0 | 0 | 0 |  |  | 0 | 0
34.3 | NDCT structural strenthing of intermadiate racker coloumn of Unit 6&7 | Yet to be approved | - | 0 | 0 | 0 | 0 | 0 | 0 |  |  | 0 | 0
34.4 | Construction of Store shed's at Major store in Unit No.6,7 NPTPS Parli V | Yet to be approved | - | 0 | 0 | 0 | 0 | 0 | 0 |  |  | 0 | 0
35 | DPR on road work & rennovation work of colony buildings Parli -V at TPS Parli -V | Yet to be approved | - | 0 | 0 | 0 | 0 | 0 | 0 |  |  | 0 | 0
35.1 | contruction of roads of few roads in clusters and main road repairs ,carpet laying,seal coats, strips on road & indicators on roads with rumbble strips at TPS colony Parli V | Yet to be approved | - | 0 | 0 | 0 | 0 | 0 | 0 |  |  | 0 | 0
35.2 | In ABC colony ( Putty work,plastic emulsion paint,oil paint plaster etc) ,In DEF & New colony ( internal & external paint ,oil paint etc) at TPS colony Parli-V. | Yet to be approved | - | 0 | 0 | 0 | 0 | 0 | 0 |  |  | 0 | 0
35.3 | In ABC,DEF & New colony ( chember ,300 m dia rcc pipe,150mm rcc pipe etc)at tps colony Parli V | Yet to be approved | - | 0 | 0 | 0 | 0 | 0 | 0 |  |  | 0 | 0
35.4 | Plinth protection along the building and providing and placing rcc bench infront of all buildings etc at tps colony Parli v | Yet to be approved | - | 0 | 0 | 0 | 0 | 0 | 0 |  |  | 0 | 0
35.5 | changing all internal qtrs pipeline from gi pipeline to Upvc pipeline and replacing existing damaged gi pipe by new one and also providing water tank over single qtrs and buildings at ABC, DEF, & New colony TPS Parli v | Yet to be approved | - | 0 | 0 | 0 | 0 | 0 | 0 |  |  | 0 | 0
35.6 | Carpentary works at ABC,DEF & New colony TPS , Parli -V | Yet to be approved | - | 0 | 0 | 0 | 0 | 0 | 0 |  |  | 0 | 0
35.7 | Flooring work at ABC,DEF & New colony TPS , Parli -V | Yet to be approved | - | 0 | 0 | 0 | 0 | 0 | 0 |  |  | 0 | 0
35.8 | construction of new ESR and GSR at ABC,DEF & New colony TPS , Parli -V | Yet to be approved | - | 0 | 0 | 0 | 0 | 0 | 0 |  |  | 0 | 0
35.9 | refurbishment of qtrs by strenthening structurein ABC ,DEF & New colony tps parli v | Yet to be approved | - | 0 | 0 | 0 | 0 | 0 | 0 |  |  | 0 | 0
35.1 | Devolpment of garden and providing child friendly equiment in ABC ,DEF & New colony tps parli v | Yet to be approved | - | 0 | 0 | 0 | 0 | 0 | 0 |  |  | 0 | 0
36 | CHP improvement schemes at 2 x 250 MW Unit | 0 | - | 0 | 0 | 0 | 0 | 0 | 0 |  |  | 0 | 0
36.1 | CHP improvement schemes at 2 x 250 MW Unit | 0 | - | 0 | 0 | 0 | 0 | 0 | 0 |  |  | 0 | 0
37 | Flexible Operation work at U#6,7 | Yet to be approved | - | 0 | 0 | 0 | 0 | 0 | 0 |  |  | 0 | 0
37.1 | Flexible Operation work at U#6,7 | Yet to be approved | - | 0 | 0 | 0 | 0 | 0 | 0 |  |  | 0 | 0
0 | 0 | 0 | - | 0 | 0 | 0 | 0 | 0 | 0 |  |  | 0 | 0
0 | 0 | 0 | - | 0 | 0 | 0 | 0 | 0 | 0 |  |  | 0 | 0
D | Non-DPR Schemes | 0 | - | 0 | 0 | 0 | 0 | 0 | 0 |  |  | 0 | 0
1 | SWAS Upgradation at U#6 NPTPS Parli-V | N.A. | - | 0 | 2.2391 | 2.2391 | 0 | 0 | 0 |  |  | 0 | 0
2 | Procurement of electro-machanical vibrating feeder at CHP NPTPS 6,7 | N.A. | - | 0 | 0.89293 | 0.89293 | 0 | 0 | 0 |  |  | 0 | 0
3 | erection, commissioning of 6.6kv/33kv switch yard & shifting of 2x7.5 MVA 6.6/33KV transformer from 210 MW to proposed switch yard for 33KV supply feeder to Khadka naikota at NPTPS Parli-V. | N.A. | - | 0 | 2.1993 | 2.1993 | 0 | 0 | 0 |  |  | 0 | 0
4 | IDC | 0 | - | 0 | 0.007222 | 0.007222 | 0 | 0 | 0 |  |  | 0 | 0
5 | Non-DPR scheme "Design, Supply, Installation & Commissioning of High performance Energy Chain System for Stacker reclaimer, Shuttle Conveyors at U-6/7 CHP NPTPS – PARLI-Vaijnath.” | N.A. | - | 0 | 2.8639 | 2.8639 | 0 | 0 | 0 |  |  | 0 | 0
6 | Refurbishment of Existing M/s Atlas Copco Make Air Compressors at Unit 7 Parli TPS | N.A. | - | 0 | 2.9532 | 2.9532 | 0 | 0 | 0 |  |  | 0 | 0
7 | Procurement of Fire Extinguisher | N.A. | - | 0 | 0.68 | 0 | 0.68 | 0 | 0.6783 |  |  | 0.6783 | 0.0017
8 | Non DPR For Supply, Erection & Commissioning, Testing of Coal Flow Management system for Coal Bunker at CHP NPTPS U-6. | N.A. | - | 0 | 0 | 0 | 0 | 2.972 | 2.972 |  |  | 2.972 | 0
9 | Non DPR for Supply & Installation of Coal Handling Plant critical equipment Major Spares like Wagon Tippler and Conveyors at CHP U6/7 ,T.P.S.Parli. | N.A. | - | 0 | 0 | 0 | 0 | 2.79 | 2.79 |  |  | 2.79 | 0
10 | Design,Manufacture ,Supply & Installation of Banana pattern and Modular chutes for various Conveyor discharge areas at CHP U 6/7,TPS Parli. | N.A. | - | 0 | 0 | 0 | 0 | 2.94 | 2.94 |  |  | 2.94 | 0
11 | Refrigeration Compressed Air Dryer at TM & AHP, U#6,7 Parli TPS | 0 | - | 0 | 0 | 0 | 0 | 1.57 | 1.57 |  |  | 1.57 | 0
12 | General Asset | 0 | - | 0 | 2.6394 | 2.4787 | 0.16073 | 0.82 | 0.8168 |  |  | 0.8168 | 0.16393
| Total |  |  |  | 463.1827 | 288.3945 | 174.7882 | 194.253 | 181.0114 | 0 | 0 | 181.0114 | 188.0298
FY 2025-26
A | DPR Schemes
6 | Arrangement for permanent water supply scheme for Parli TPS from Majalgaon Dam through Majalgaon Lift Irrigation scheme (Loni / Savangi) | MERC/TECH 1/CAPEX/20122013/00500 | 2013-05-27 | 199.86 | 142 | 0 | 142 | 0 | 0 |  |  | 0 | 142 | 0 | 0
9 | Procurement of 250 MW spare HPT Module, IPT Module & LPT Rotor of New Parli TPS | MERC/TECH 1/CAPEX/20142015/00362 | 2014-05-20 | 22.0591 | 0 | 0 | 0 | 0 | 0 |  |  | 0 | 0 | 0 | 0
9.1 | HP Module | MERC/TECH 1/CAPEX/20142015/00362 | 2014-05-20 | 22.0591 | 21.53 | 21.53 | 0 | 0 | 0 |  |  | 0 | 0 | 0 | 0
9.2 | IP Module | MERC/TECH 1/CAPEX/20142015/00362 | 2014-05-20 | 21.3598 | 20.62 | 20.62 | 0 | 0 | 0 |  |  | 0 | 0 | 0 | 0
9.3 | LP Rotor | MERC/TECH 1/CAPEX/20142015/00362 | 2014-05-20 | 38.7247 | 38.72 | 38.72 | 0 | 0 | 0 |  |  | 0 | 0 | 0 | 0
0 | IDC | MERC/TECH 1/CAPEX/20142015/00362 | 2014-05-20 | 0 | 0 | 0 | 0 | 0 | 0 |  |  | 0 | 0 | 0 | 0
10 | Procurement of 315 MVA Spare GTR for 250 MW sets at New Parli & New Paras TPS | MERC/TECH 1/CAPEX/20142015/001 | 2014-10-01 | 11.32 | 0 | 0 | 0 | 0 | 0 |  |  | 0 | 0 | 0 | 0
10.1 | Procurement of 250 MVA Spare GTR | MERC/TECH 1/CAPEX/20142015/001 | 2014-10-01 | 11.32 | 13.4 | 13.4 | 0 | 0 | 0 |  |  | 0 | 0 | 0 | 0
13 | Construction of Concrete Roads & Spare Generator Transformer Foundation at Parli TPS | MERC/CAPEX/20162017/01172 | 2016-12-09 | 16.85 | 0 | 0 | 0 | 0 | 0 |  |  | 0 | 0 | 0 | 0
13.1 | Construction of concrete road from Gangakhed road to entrance of unit no.6,7 at NPTPS Parli V. | MERC/CAPEX/20162017/01172 | 2016-12-09 | 7.02 | 6.8552 | 6.8552 | 0 | 0 | 0 |  |  | 0 | 0 | 0 | 0
13.2 | Construction of internal concrete roads within premises of Unit 6 and 7. | MERC/CAPEX/20162017/01172 | 2016-12-09 | 7.55 | 5.9636 | 5.9636 | 0 | 0 | 0 |  |  | 0 | 0 | 0 | 0
13.3 | Construction of spare generator transformer foundation of Unit No. 6,7 at NPTPS Parli-V & Paras TPS | MERC/CAPEX/20162017/01172 | 2016-12-09 | 1.48 | 1.2848 | 1.2848 | 0 | 0 | 0 |  |  | 0 | 0 | 0 | 0
0 | IDC | MERC/CAPEX/20162017/01172 | 2016-12-09 | 0.8 | 0 | 0 | 0 | 0 | 0 |  |  | 0 | 0 | 0 | 0
14 | Procurement of battery breakers and weigh bridge for Parli Unit 6 & 7 | MERC/CAPEX/20172018/4711 | 2017-11-16 | 18.28 | 0 | 0 | 0 | 0 | 0 |  |  | 0 | 0 | 0 | 0
14.1 | Replacement of 220V station batteries, 360V UPS batteries, 24V DCS batteries , 360V UPS AHP batteries at U6 & U7 NPTPS | MERC/CAPEX/20172018/4711 | 2017-11-16 | 15.08 | 14.4773 | 14.4773 | 0 | 0 | 0 |  |  | 0 | 0 | 0 | 0
14.2 | Installation of Pit less weighbridge of 100 MT capacity. | MERC/CAPEX/20172018/4711 | 2017-11-16 | 0.3 | 0.29736 | 0.29736 | 0 | 0 | 0 |  |  | 0 | 0 | 0 | 0
14.3 | Procurement of SF 6 Generator Circuit Breaker Type- FKG1X | MERC/CAPEX/20172018/4711 | 2017-11-16 | 2.46 | 0 | 0 | 0 | 2.46 | 2.46 |  |  | 2.46 | 0 | 2.46 | 0
14.4 | Procurement of spare VCB’s trolleys. | MERC/CAPEX/20172018/4711 | 2017-11-16 | 0.31 | 0.50571 | 0.50571 | 0 | 0 | 0 |  |  | 0 | 0 | 0 | 0
0 | IDC | MERC/CAPEX/20172018/4711 | 2017-11-16 | 0.13 | 0 | 0 | 0 | 0 | 0 |  |  | 0 | 0 | 0 | 0
15 | First raising of ash bund from 426 Mtr. To 432 Mtr. Of Dautpur Ash Bund No. 2 for Unit No. 4, 6, 7 & 8 at Parli TPS. | MERC/CAPEX/20172018/4703 | 2017-11-16 | 45.5248 | 0 | 0 | 0 | 0 | 0 |  |  | 0 | 0 | 0 | 0
15.1 | First raising of ash bund from 426 Mtr. To 432 Mtr. Of Dautpur Ash Bund No. 2 for Unit No. 4, 6, 7 & 8 at Parli TPS. | MERC/CAPEX/20172018/4703 | 2017-11-16 | 44.1548 | 43.0947 | 43.0947 | 0 | 0 | 0 |  |  | 0 | 0 | 0 | 0
0 | IDC | MERC/CAPEX/20172018/4703 | 2017-11-16 | 1.37 | 0 | 0 | 0 | 0 | 0 |  |  | 0 | 0 | 0 | 0
16 | Renovation works of colony at Parli TPS | MERC/CAPEX/2018-2019/065 | 2019-03-05 | 13.1481 | 0 | 0 | 0 | 0 | 0 |  |  | 0 | 0 | 0 | 0
16.1 | Colony Renovation / Garden and relation works | MERC/CAPEX/2018-2019/065 | 2019-03-05 | 8.0503 | 5.9899 | 5.9899 | 0 | 0 | 0 |  |  | 0 | 0 | 0 | 0
16.2 | Colony Road work | MERC/CAPEX/2018-2019/065 | 2019-03-05 | 2.3051 | 2.0084 | 2.0084 | 0 | 0 | 0 |  |  | 0 | 0 | 0 | 0
16.3 | Colony Water supply, Sanitary and drinage line work | MERC/CAPEX/2018-2019/065 | 2019-03-05 | 2.7927 | 2.5145 | 2.5145 | 0 | 0 | 0 |  |  | 0 | 0 | 0 | 0
16.4 | Mangal Karyalaya and Community Hall work | MERC/CAPEX/2018-2019/065 | 2019-03-05 | 0 | 0 | 0 | 0 | 0 | 0 |  |  | 0 | 0 | 0 | 0
16.5 | Other Civil works | MERC/CAPEX/2018-2019/065 | 2019-03-05 | 0 | 0 | 0 | 0 | 0 | 0 |  |  | 0 | 0 | 0 | 0
17 | Various Civil Schemes at Parli TPS | MERC/CAPEX/20182019/020 | 2019-01-16 | 11.9987 | 0 | 0 | 0 | 0 | 0 |  |  | 0 | 0 | 0 | 0
17.1 | Repair work of Khadka road from Sangam T point TPS compound wall to Khadka pump house by providing and laying GSB and bituminous macadam surface on existing road at TPS Parli V | MERC/CAPEX/20182019/020 | 2019-01-16 | 6.1933 | 5.646 | 5.646 | 0 | 0 | 0 |  |  | 0 | 0 | 0 | 0
17.2 | Replacement of old A.C. / G.I. Sheets by new C.G.I. Sheets at Unit 4 and 5 TPS Parli Vaijnath | MERC/CAPEX/20182019/020 | 2019-01-16 | 0.38584 | 0.28061 | 0.28061 | 0 | 0 | 0 |  |  | 0 | 0 | 0 | 0
17.3 | Water supply pipe line from Way bridge to chummery gate at Old Power House premises TPS Parli Vaijnath | MERC/CAPEX/20182019/020 | 2019-01-16 | 1.4908 | 0 | 0 | 0 | 1.49 | 1.49 |  |  | 1.49 | 0 | 1.49 | 0
17.4 | Providing and fixing colour coated sheets for roofing and cladding of Major Store godowns (3 Nos.) at NPTPS Parli Vaijnath. | MERC/CAPEX/20182019/020 | 2019-01-16 | 0.32053 | 0.23293 | 0.23293 | 0 | 0 | 0 |  |  | 0 | 0 | 0 | 0
17.5 | Development of Major store unloading yard by providing RCC grade slab in unit 6 & 7 premises at NPTPS Parli V. | MERC/CAPEX/20182019/020 | 2019-01-16 | 2.7334 | 0 | 0 | 0 | 2.73 | 2.73 |  |  | 2.73 | 0 | 2.73 | 0
17.6 | Work of painting to service building, Main plant building and various Auxillarey buildings of unit No. 6&7 at New Parli Thermal Power Station. | MERC/CAPEX/20182019/020 | 2019-01-16 | 0.58999 | 0.43154 | 0.43154 | 0 | 0 | 0 |  |  | 0 | 0 | 0 | 0
17.6 | Construction of RCC cabins at various locations in unit No.6&7 premises at NPTPS Parli - V. | MERC/CAPEX/20182019/020 | 2019-01-16 | 0.28481 | 0.20461 | 0.20461 | 0 | 0 | 0 |  |  | 0 | 0 | 0 | 0
0 | IDC | MERC/CAPEX/20182019/020 | 2019-01-16 | 0 | 0 | 0 | 0 | 0 | 0 |  |  | 0 | 0 | 0 | 0
18 | Procurement & replacement of complete set of Economizer and LTSH upper & lower coils of Unit No. 6 & 7 at Parli TPS | MERC/CAPEX/2019-2020/419 | 2019-07-26 | 22.72 | 0 | 0 | 0 | 0 | 0 |  |  | 0 | 0 | 0 | 0
18.1 | Procurement & replacement of complete set of economizer upper & lower bank coils of Unit No. 6 | MERC/CAPEX/2019-2020/419 | 2019-07-26 | 10.6 | 12.505 | 12.5051 | -0.0001 | 0 | 0 |  |  | 0 | -0.0001 | 0 | 0
18.2 | Procurement & replacement of complete set of LTSH upper & lower bank coils for Parli TPS unit-7 | MERC/CAPEX/2019-2020/419 | 2019-07-26 | 10.6 | 12.3255 | 12.3284 | -0.0028903 | 0 | 0 |  |  | 0 | -0.0028903 | 0 | 0
0 | IDC | MERC/CAPEX/2019-2020/419 | 2019-07-26 | 1.52 | 0.81067 | 2.6307 | -1.82 | 0 | 0 |  |  | 0 | -1.82 | 0 | 0
19 | Schemes related to enhance the performance of Coal Handling Plant (2 x 250 MW) at Parli TPS | MERC/CAPEX/2019-2020/451 | 2019-07-30 | 10.72 | 0 | 0 | 0 | 0 | 0 |  |  | 0 | 0 | 0 | 0
19.1 | Procurement of 02 Nos. of BD155 Bulldozers for Parli TPS | MERC/CAPEX/2019-2020/451 | 2019-07-30 | 3.93 | 4.3293 | 4.3293 | 0 | 0 | 0 |  |  | 0 | 0 | 0 | 0
19.2 | Procurement of 02 Nos. of Locomotives(800 HP) for Parli TPS | MERC/CAPEX/2019-2020/451 | 2019-07-30 | 6.25 | 6.4416 | 6.4416 | 0 | 0 | 0 |  |  | 0 | 0 | 0 | 0
0 | IDC | MERC/CAPEX/2019-2020/451 | 2019-07-30 | 0.54 | 0 | 0 | 0 | 0 | 0 |  |  | 0 | 0 | 0 | 0
20 | Procurement of Energy Efficient Cartridges of boiler Feed Pumps at Unit # 6 & 7, Girth Gear, Pinion for BBD-4772 Coal Mills & Procurement, Installation, Commissioning of Variable Frequency Drive for Gravimetric Coal Feeders (2X250MW) at Parli TPS | MERC/CAPEX/2019-2020/476, MERC/CAPEX/2019-2020/858 | 01-08-2019, 10-10-2019 | 21.26 | 0 | 0 | 0 | 0 | 0 |  |  | 0 | 0 | 0 | 0
20.1 | Procurement & replacement of complete BFP Cartridge for advance class pump model FK-3B-40. | MERC/CAPEX/2019-2020/476, MERC/CAPEX/2019-2020/858 | 01-08-2019, 10-10-2019 | 14.39 | 14.1187 | 14.1187 | 0 | 0 | 0 |  |  | 0 | 0 | 0 | 0
20.2 | Procurement of girth gear pinion for BBD-4772 coal mill at Parli TPS & Work Cost for replacement of girth gear, pinion shaft bearing. | 0 | Not Approved | 0 | 0 | 0 | 0 | 0 | 0 |  |  | 0 | 0 | 0 | 0
20.3 | Procurement of VFD up-grade kit for replacement of existing Eddy current clutch drive system. | MERC/CAPEX/2019-2020/476, MERC/CAPEX/2019-2020/858 | 01-08-2019, 10-10-2019 | 5.94 | 5.9323 | 5.9323 | 0 | 0 | 0 |  |  | 0 | 0 | 0 | 0
20.4 | Supervision of Installation, erection and commissioning for DT-9 & VFD Upgrade system inclusive of travel charges Boarding and lodging. | MERC/CAPEX/2019-2020/476, MERC/CAPEX/2019-2020/858 | 01-08-2019, 10-10-2019 | 0.29 | 0.2832 | 0.2832 | 0 | 0 | 0 |  |  | 0 | 0 | 0 | 0
0 | IDC | MERC/CAPEX/2019-2020/476, MERC/CAPEX/2019-2020/858 | 01-08-2019, 10-10-2019 | 0.64 | 0.51658 | 0.51658 | 0 | 0 | 0 |  |  | 0 | 0 | 0 | 0
21 | HMI up-gradation of DCS U-6 & U-7 and Procurement of Assemblies for Reducer Gear box SZN-630 & SBN-630 for BBD-4772 (2 x 250 MW) coal mills at Parli TPS | MERC/CAPEX/2019-2020/854 | 2019-10-10 | 13.2 | 0 | 0 | 0 | 0 | 0 |  |  | 0 | 0 | 0 | 0
21.1 | Up gradation of MaxDNA DCS system (HMI Up gradation). | MERC/CAPEX/2019-2020/854 | 2019-10-10 | 10.49 | 9.06 | 9.4503 | -0.3903 | 0 | 0 |  |  | 0 | -0.3903 | 0 | 0
0 | IDC | 0 | - | 0 | 0.2009 | 0.72855 | -0.52766 | 0 | 0 |  |  | 0 | -0.52766
21.2 | Procurement of Spares for Reducer Gear box SZN-630 for BBD-4772 Coal mills of 250MW at Unit 6 | MERC/CAPEX/2019-2020/854 | 2019-10-10 | 1.01 | 1.0442 | 1.0442 | 0 | 0 | 0 |  |  | 0 | 0 | 0 | 0
21.3 | Procurement of Spares for Reducer Gear box SBN-630 for BBD-4772 Coal mills of 250MW at Unit 7 | MERC/CAPEX/2019-2020/854 | 2019-10-10 | 1.7 | 1.6232 | 1.6232 | 0 | 0 | 0 |  |  | 0 | 0 | 0 | 0
0 | IDC | MERC/CAPEX/2019-2020/854 | 2019-10-10 | 0 | 0 | 0 | 0 | 0 | 0 |  |  | 0 | 0 | 0 | 0
22 | Flue Gas Desulphurization (FGD) System at Unit 6 & 7 Parli TPS | MERC/CAPEX/2021-2022/0284 | 2022-06-27 | 145.0169 | 0 | 0 | 0 | 0 | 0 |  |  | 0 | 0 | 0 | 0
22.1 | Flue Gas Desulphurization (FGD) System at Unit 6 & 7 Parli TPS | MERC/CAPEX/2021-2022/0284 | 2022-06-27 | 138.44 | 154.8551 | 114.3 | 40.5551 | 0 | 48.98 |  |  | 48.98 | -8.4249 | 24.14 | 24.84
0 | IDC | MERC/CAPEX/2021-2022/0284 | 2022-06-27 | 6.5769 | 7.15 | 0 | 7.15 | 0 | 0 |  |  | 0 | 7.15 | 0 | 0
HO DPR-5 | Procurement of energy efficient HT motors at Bhusawal TPS, Koradi TPS, Chandrapur TPS, khaperkheda TPS, Parli TPS & Paras TPS as insurance spares | MERC/TECH 1/CAPEX/20142015/01218 | 2014-11-25 | 3.05 | 0 | 0 | 0 | 0 | 0 |  |  | 0 | 0 | 0 | 0
HO DPR-5a | Parli: Procurement of HT Motors (CHP-I Phase and CEP/CW/ACW-II Phase)for NPTPS U-6&7 | MERC/TECH 1/CAPEX/20142015/01218 | 2014-11-25 | 3.05 | 1.4099 | 1.4099 | 0 | 0 | 0 |  |  | 0 | 0 | 0 | 0
HO DPR-6 | Supply, Installation, Commissioning and Operation & Maintenance Services of Continuous Ambient Air Quality Monitoring Stations (CAAQMS) at various TPS | MERC/CAPEX/20162017/00423 | 2016-08-03 | 1.3258 | 0 | 0 | 0 | 0 | 0 |  |  | 0 | 0 | 0 | 0
HO DPR-6a | NEW PARLI (U-6 & 7) | MERC/CAPEX/20162017/00423 | 2016-08-03 | 1.3258 | 0.94127 | 0.94127 | 0 | 0 | 0 |  |  | 0 | 0 | 0 | 0
0 | IDC | 0 | - | 0 | 0.039604 | 0.039604 | 0 | 0 | 0 |  |  | 0 | 0
HO DPR 7 | Installation of Real Time Online Coal-Ash Analyzer at various TPS | MERC/CAPEX/20162017/00774 | 2016-09-30 | 7.0966 | 0 | 0 | 0 | 0 | 0 |  |  | 0 | 0 | 0 | 0
HO DPR 7a | NEW PARLI (U-6 & 7) | MERC/CAPEX/20162017/00774 | 2016-09-30 | 7.0966 | 0 | 0 | 0 | 0 | 0 |  |  | 0 | 0 | 0 | 0
HO DPR 8 | Replacement of Fire Tenders at Various Power Stations of Mahagenco | MERC/CAPEX/20172018/4653 | 2017-11-13 | 3.97 | 0 | 0 | 0 | 0 | 0 |  |  | 0 | 0 | 0 | 0
HO DPR 8.1 | Advance Multipurpose Fire Tender for Parli 6-7 | MERC/CAPEX/20172018/4653 | 2017-11-13 | 2.72 | 1.7765 | 1.7765 | 0 | 0 | 0 |  |  | 0 | 0 | 0 | 0
HO DPR 8.2 | Normal Multipurpose Fire Tender Parli 6-7 | MERC/CAPEX/20172018/4653 | 2017-11-13 | 1.25 | 0 | 0 | 0 | 0 | 0 |  |  | 0 | 0 | 0 | 0
0 | IDC | MERC/CAPEX/20172018/4653 | 2017-11-13 | 0 | 0 | 0 | 0 | 0 | 0 |  |  | 0 | 0 | 0 | 0
HO DPR 10 | Implementation of IB recommendations- Civil works at various TPS of Mahagenco | MERC/CAPEX/20172018/0177 | 2018-02-06 | 2.36 | 0 | 0 | 0 | 0 | 0 |  |  | 0 | 0 | 0 | 0
HO DPR 10a | NEW PARLI (U-6 & 7) | MERC/CAPEX/20172018/0177 | 2018-02-06 | 2.36 | 1.585 | 1.585 | 0 | 1 | 1 |  |  | 1 | 0 | 0.77505 | 0.22495
HO DPR 15 | Procurement & Replacement of Complete Sets of Air Pre-heater Baskets at Nashik, Parli & Chandrapur TPS of Mahagenco | MERC/CAPEX/2019-2020/643 | 2019-08-26 | 2.12 | 0 | 0 | 0 | 0 | 0 |  |  | 0 | 0 | 0 | 0
HO DPR 15a | Procurement and Replacement of Complete sets of assembly of baskets for air preheater of type tri-sector APH 27 VI(T) 74” in NTPS unit no. 4 & 5 (210MW). (2 Sets Per Unit) | MERC/CAPEX/2019-2020/643 | 2019-08-26 | 2.12 | 2.458 | 2.458 | 0 | 0 | 0 |  |  | 0 | 0 | 0 | 0
HO DPR 16 | Construction of new Administrative Building for Mahagenco at Vidyut Bhawan, Katol Road, Nagpur | MERC/CAPEX/2021-2022/MSPGCL/063 | 2022-02-12 | 57 | 0 | 0 | 0 | 0 | 0 |  |  | 0 | 0
HO DPR 16.1 | Construction of new Administrative Building for Mahagenco at Vidyut Bhawan, Katol Road, Nagpur | MERC/CAPEX/2021-2022/MSPGCL/063 | 2022-02-12 | 54.24 | 0 | 0 | 0 | 0 | 0 |  |  | 0 | 0
0 | IDC | MERC/CAPEX/2021-2022/MSPGCL/063 | 2022-02-12 | 2.76 | 0 | 0 | 0 | 0 | 0 |  |  | 0 | 0
HO DPR 17 | Centralized Monitoring Solution | MERC/CAPEX/MSPGCL/2023-24/0576 | 2023-11-02 | 69.309 | 0 | 0 | 0 | 0 | 0 |  |  | 0 | 0
HO DPR 17.1 | Centralized Monitoring Solution | MERC/CAPEX/MSPGCL/2023-24/0576 | 2023-11-02 | 66.009 | 4.46 | 4.46 | 0 | 0 | 0 |  |  | 0 | 0
0 | IDC | MERC/CAPEX/MSPGCL/2023-24/0576 | 2023-11-02 | 3.3 | 0 | 0 | 0 | 0 | 0 |  |  | 0 | 0
23 | Coal Handling Plant Environment Improvement Schemes at U-6&7 CHP (2X250MW) Parli TPS | Yet to be approve | - | 0 | 0 | 0 | 0 | 0 | 0 |  |  | 0 | 0 | 0 | 0
23.1 | Scheme-1: Design, Engineering, Manufacturing, Supply, Installation and Commissioning of Dedusting System ( Dust Extraction System) for Crusher House and Bunker House at Unit -6 & 7 at CHP Parli TPS. | Yet to be approve | - | 0 | 12.96 | 12.96 | 0 | 0 | 0 |  |  | 0 | 0 | 0 | 0
23.2 | Scheme-2: Supply, Installation, Erection & Commissioning of medium velocity water spray dust suppression system at CHP U-6/7 coal yard Crusher house & Link Conveyor at Parli TPS. | Yet to be approve | - | 0 | 3.52 | 3.52 | 0 | 0 | 0 |  |  | 0 | 0 | 0 | 0
23.3 | Scheme-3: Supply, Installation, Commissioning of Fire Hydrant & Spray line above ground around stacker yard and crusher house, wagon tippler through conveyor belt with DV & DV Shed at CHP U-6/7. | Yet to be approve | - | 0 | 3.54 | 3.54 | 0 | 0 | 0 |  |  | 0 | 0 | 0 | 0
23.4 | Scheme-4: Design, Manufacturing, Supply, Erection and Commissioning of DRY FOG Dust Suppression system at Wagon Tippler, Conveyor Belt Transfer point at U-6/7 CHP Parli TPS. | Yet to be approve | - | 0 | 7 | 7 | 0 | 0 | 0 |  |  | 0 | 0 | 0 | 0
0 | IDC | Yet to be approve | - | 0 | 0 | 0 | 0 | 0 | 0 |  |  | 0 | 0 | 0 | 0
24 | Coal Mill Performance Improvement Schemes at U-6 & 7 (2 x 250 MW) Parli TPS | Yet to be approve | - | 0 | 0 | 0 | 0 | 0 | 0 |  |  | 0 | 0 | 0 | 0
24.1 | Scheme-1: Procurement And Replacement Of Internals For Reducer Gear Box Szn-630 & Sbn-630 for Bbd-4772 Coal Mills Of 250mw At Unit 6,7 Parli | Yet to be approve | - | 0 | 0 | 0 | 0 | 6.5 | 6.5 |  |  | 6.5 | 0 | 0 | 6.5
24.2 | Scheme-2: Supply, Replacement, Erection And Installation Of Foundation Deck Springs Assembly (Vibration Isolation System) For Bbd-4772 Coal Mill Of For 250mw Unit-6&7 At Parli Tps.. | Yet to be approve | - | 0 | 0 | 0 | 0 | 4.01 | 4.01 |  |  | 4.01 | 0 | 0 | 4.01
24.3 | Scheme-3: Procurement And Installation of Girth Gear And Pinion Of Coal Mill Bbd-4772 For Unit-6,7 At Parli TPS. | Yet to be approve | - | 0 | 0 | 0 | 0 | 14.24 | 14.24 |  |  | 14.24 | 0
24.4 | Scheme-4: Procurement And Installation of Drive Shaft Assembly Of Coal Mill BBD-4772 For Unit-6 ,7 At Parli TPS. | Yet to be approve | - | 0 | 0 | 0 | 0 | 9.18 | 9.18 |  |  | 9.18 | 0
24.5 | Scheme-5: Procurement And Replacement of Bearing Shell Liner For Bbd-4772 Coal Mills Of 250mw At Unit 6,7 Parli TPS. | Yet to be approve | - | 0 | 0 | 0 | 0 | 8.19 | 8.19 |  |  | 8.19 | 0
0 | IDC | Yet to be approve | - | 0 | 0 | 0 | 0 | 2 | 2 |  |  | 2 | 0
25 | Administrative building | Yet to be approved | - | 0 | 0 | 0 | 0 | 0 | 0 |  |  | 0 | 0
25.1 | Administrative building | Yet to be approved | - | 0 | 0 | 0 | 0 | 0 | 0 |  |  | 0 | 0
26 | DPR on Refurbishment of spare HPT module (Common pool item) at TM U#6,7 Parli TPS, Upgradation of Air Temperature Controlling system & Supply, Installation and commissioning of unit-6 air compressor & Upgradation of existing chiller AC plant for PCR,Service Building,VFD area at NPTPS Parli -V at TPS Parli -V | Yet to be approved | - | 0 | 0 | 0 | 0 | 0 | 0 |  |  | 0 | 0
26.1 | Refurbishment of spare HPT module (Common pool item) at TM U#6,7 Parli TPS | Yet to be approved | - | 0 | 0.9 | 0 | 0.9 | 8.31 | 9.21 |  |  | 9.21 | 0
26.2 | Design, Erection, Testing & Commissioning of Energy Efficient Air Washer (cooling) System at Unit 6&7 NPTPS, Parli-V. | Yet to be approved | - | 0 | 0 | 0 | 0 | 14.61 | 14.61 |  |  | 14.61 | 0
26.3 | Upgradation of reciprocating compressor into screw compressor at U#6 | Yet to be approved | - | 0 | 0 | 0 | 0 | 9.21 | 9.21 |  |  | 9.21 | 0
26.4 | Upgradation of existing chiller AC plant for PCR,Service Building,VFD area at NPTPS Parli -V | Yet to be approved | - | 0 | 0 | 0 | 0 | 8.62 | 8.62 |  |  | 8.62 | 0
0 | IDC | 0 | - | 0 | 0 | 0 | 0 | 1.41 | 1.41 |  |  | 1.41 | 0
Covid Related Work | U#6,7 Medical02 Oxygen Gr&Cyl Ozonization Plant501 | N.A. | - | 0 | 3.8414 | 3.8414 | 0 | 0 | 0 |  |  | 0 | 0
0 | 0 | 0 | - | 0 | 0 | 0 | 0 | 0 | 0 |  |  | 0 | 0
B | Asset received from Project of 6-7 | 0 | - | 0 | 0 | 0 | 0 | 0 | 0 |  |  | 0 | 0
1 | Enhanced Land Compensation LAR No-127/2003 | N.A. | - | 0 | 0.72651 | 0.72651 | 0 | 0 | 0 |  |  | 0 | 0
2 | Assets rec. from Project Boiler Plant and Equipments | N.A. | - | 0 | 14.2796 | 14.2796 | 0 | 0 | 0 |  |  | 0 | 0
3 | Assets rec. from Project & CivilBoiler Plant and Equipments | N.A. | - | 0 | 0.11889 | 0.11889 | 0 | 0 | 0 |  |  | 0 | 0
4 | Received from project 2010-11 - mechanical works o f Boiler Plant and Equipments | N.A. | - | 0 | 0.11889 | 0.11889 | 0 | 0 | 0 |  |  | 0 | 0
5 | Assets Received from project 2010-11 - Ash handling plant | N.A. | - | 0 | 0.076351 | 0.076351 | 0 | 0 | 0 |  |  | 0 | 0
6 | Bolero Jeep MH 19 AE 6941 | N.A. | - | 0 | 0.04236 | 0.04236 | 0 | 0 | 0 |  |  | 0 | 0
7 | Land owned under full title | N.A. | - | 0 | 0.60786 | 0.60786 | 0 | 0 | 0 |  |  | 0 | 0
8 | Assets rec. from Project & CivilBoiler Plant and Equipments | N.A. | - | 0 | 2.6343 | 2.6343 | 0 | 0 | 0 |  |  | 0 | 0
9 | Received from project 2010-11 - mechanical works o f Boiler Plant and Equipments | N.A. | - | 0 | 2.6343 | 2.6343 | 0 | 0 | 0 |  |  | 0 | 0
10 | Received from Project 2010-11 - Crane Hoising Equipment | N.A. | - | 0 | 0.012011 | 0.012011 | 0 | 0 | 0 |  |  | 0 | 0
11 | Enhancd Land CompnstnLarNo134/2003 Srvy No3Jlalp | 0 | - | 0 | 0.47069 | 0.47069 | 0 | 0 | 0 |  |  | 0 | 0
12 | Enhancd Land CompnstnLarNo273/2010Sangam Gat24,54, | 0 | - | 0 | 0.32732 | 0.32732 | 0 | 0 | 0 |  |  | 0 | 0
13 | Enhancd Land CompnstnLarNo273/2010Sangam Gat24,54, | 0 | - | 0 | 0.087899 | 0.087899 | 0 | 0 | 0 |  |  | 0 | 0
14 | Received from project 2010-11 - mechanical works of Boiler Plant and Equipments | 0 | - | 0 | 6.8808 | 6.8808 | 0 | 0 | 0 |  |  | 0 | 0
15 | Compnsn payment agst land acquired | 0 | - | 0 | 1.1658 | 1.1658 | 0 | 0 | 0 |  |  | 0 | 0
C | Yet to be submitted to MERC | 0 | - | 0 | 0 | 0 | 0 | 0 | 0 |  |  | 0 | 0
2 | Upgradation of PCAL to PADO upgradation Charger, UPS & upgradation of fast bus transfer scheme, Installation, Erection and Commissioning of Mill Fire Detection System at U#6,7, HT motors procurement & PLC upgradation. | Yet to be approved | - | 0 | 0 | 0 | 0 | 0 | 0 |  |  | 0 | 0
2.1 | Supply, Erection & Commissioning of 24 V,4500 AH Battery Charger at Unit 6&7,220 V,2500 AH Battery Charger at U-6&7, And110 V,400 AH Battery Charger at Khadka, Naikota Pump House, Parli Vaijnath. | Yet to be approved | - | 0 | 0 | 0 | 0 | 6.73 | 6.73 |  |  | 6.73 | 0
2.2 | Supply, Erection & Commissioning of 80 KVA UPS at U-6&7, Parli Vaijnath. | Yet to be approved | - | 0 | 0 | 0 | 0 | 1.7851 | 1.7851 |  |  | 1.7851 | 0
2.3 | Up-gradation of BTS system at Unit 6 & 7 , Parli-Vaijnath. | Yet to be approved | - | 0 | 0 | 0 | 0 | 5.3761 | 5.3761 |  |  | 5.3761 | 0
2.4 | Supply Installation, erection, and commissioning of Mill fire detection system at U# 6,7 NPTPS, Parli- V | Yet to be approved | - | 0 | 0 | 0 | 0 | 2.9378 | 2.9378 |  |  | 2.9378 | 0
2.5 | Upgradation of Existing PCal System with Plant Performance Analysis Diagnostic and Optimization System (PADO) at Unit - 6,7 New Parli TPS, Parli-V. | Yet to be approved | - | 0 | 0 | 0 | 0 | 2.7534 | 2.7534 |  |  | 2.7534 | 0
2.6 | Upgradation of expired and vulnerable SCADA, Operating System, and Hardware to improve life and communication system of DM Plant and Condenser Polishing Plant Unit 6&7 250 MW at NPTPS Parli V". | Yet to be approved | - | 0 | 0 | 0 | 0 | 4.58 | 4.58 |  |  | 4.58 | 0
2.7 | Procurement of Energy efficient HT motors at U#6,7, TPS Parli-V | Yet to be approved | - | 0 | 0 | 0 | 0 | 19.4028 | 19.4028 |  |  | 19.4028 | 0
0 | IDC | 0 | - | 0 | 0 | 0 | 0 | 0.8 | 0.8 |  |  | 0.8 | 0
3 | DPR on Supply, Installation, and commissioning of complete Governing rack assembly at Unit -06 & 07 TPS Parli-V & Procurement of LPT inner-inner casing at Unit 07 TPS Parli-V. | Yet to be approved | - | 0 | 0 | 0 | 0 | 0 | 0 |  |  | 0 | 0
3.1 | Supply, Installation and Commissioning of complete governing rack assembly at Unit-06 TPS ,PARLI-V | Yet to be approved | - | 0 | 0 | 0 | 0 | 23.4231 | 23.4231 |  |  | 23.4231 | 0
3.2 | Procurement of LPT inner-inner casing at Unit- 7 TPS, Parli-V | Yet to be approved | - | 0 | 0 | 0 | 0 | 15.57 | 15.57 |  |  | 15.57 | 0
0 | IDC | Yet to be approved | - | 0 | 0 | 0 | 0 | 0 | 0 |  |  | 0 | 0
4 | DPR on Procurement of BFP pumps, BFP booster pumps at Unit 6,7 Parli Vaijnath. Refurbishment of existing M/s Jindal make H2 gas Dryer, Refurbishment of existing M/s Donaldson make Instrument Air Dryer at Unit#6 Parli TPS & Repair and refurbishment of flowmore make ACW pump v.t model 24h/2 stage drawing no. csd/96502082k5(A)& HSC booster pump model fig 5821 size 350 x 300 drawing no. csd/96502082k5(b) at unit#6,7. | Yet to be approved | - | 0 | 0 | 0 | 0 | 0 | 0 |  |  | 0 | 0
4.1 | Procurement of Energy Efficient Cartridges of Boiler Feed Pumps at Unit #6&7 Parli TPS and BFP booster pumps at Unit 6,7 Parli Vaijnath. | Yet to be approved | - | 0 | 0 | 0 | 0 | 0 | 0 |  |  | 0 | 0
4.2 | Refurbishment of existing M/s Jindal make H2 gas Dryer at Unit #6&7 Parli TPS | Yet to be approved | - | 0 | 0 | 0 | 0 | 0 | 0 |  |  | 0 | 0
4.3 | Refurbishment of existing M/s Donaldson make Instrument Air Dryer at Unit#6 Parli TPS | Yet to be approved | - | 0 | 0 | 0 | 0 | 0 | 0 |  |  | 0 | 0
4.4 | Repair and refurbishment of flowmore make ACW pump v.t model 24h/2 stage drawing no. csd/96502082k5(A)& HSC booster pump model fig 5821 size 350 x 300 drawing no. csd/96502082k5(b) at unit#6,7. | Yet to be approved | - | 0 | 0 | 0 | 0 | 0 | 0 |  |  | 0 | 0
0 | IDC | Yet to be approved | - | 0 | 0 | 0 | 0 | 0 | 0 |  |  | 0 | 0
5 | Bolier Improvement schemes at U#6,7 Parli TPS | Yet to be approved | - | 0 | 0 | 0 | 0 | 0 | 0 |  |  | 0 | 0
5.1 | Procurment & replacement of Four complete set of APH basket ay U#6 & 7 | Yet to be approved | - | 0 | 0 | 0 | 0 | 5 | 5 |  |  | 5 | 0
5.2 | PROCUREMENT & REPLACEMENT OF COAL COMPARATMENT ASSEMBLIES FOR 250 MW UNIT-6 & 7 AT PARLI TPS | Yet to be approved | - | 0 | 0 | 0 | 0 | 1.25 | 1.25 |  |  | 1.25 | 0
5.3 | Procurement & replacement of complete set of Reheater coils for U- 6 & 7 | Yet to be approved | - | 0 | 0 | 0 | 0 | 11 | 11 |  |  | 11 | 0
5.4 | Procurement & replacement of complete set of Platen SH coil for U- 6 & 7 | Yet to be approved | - | 0 | 0 | 0 | 0 | 12.5 | 12.5 |  |  | 12.5 | 0
5.5 | Procurement & replacement of shell liner for U-6&7 | Yet to be approved | - | 0 | 0 | 0 | 0 | 1.1 | 1.1 |  |  | 1.1 | 0
5.6 | Procurement & replacement of FD fan assembly with blade set at U#6,7 | Yet to be approved | - | 0 | 0 | 0 | 0 | 0 | 0 |  |  | 0 | 0
0 | IDC | Yet to be approved | - | 0 | 0 | 0 | 0 | 0 | 0 |  |  | 0 | 0
6 | Bolier plant performance Improvement schemes at U#6,7 Parli TPS | Yet to be approved | - | 0 | 0 | 0 | 0 | 0 | 0 |  |  | 0 | 0
6.1 | PROCUREMENT & REPLACEMENT OF COAL COMPARATMENT ASSEMBLIES FOR 250 MW UNIT-6 & 7 AT PARLI TPS | Yet to be approved | - | 0 | 0 | 0 | 0 | 0 | 0 |  |  | 0 | 0
6.2 | Procurement & replacement of shell liner for U-6&7 | Yet to be approved | - | 0 | 0 | 0 | 0 | 0 | 0 |  |  | 0 | 0
6.3 | Procurement & replacement of water wall Z panel & water wall soot blower panel at U#6,7 | Yet to be approved | - | 0 | 0 | 0 | 0 | 0 | 0 |  |  | 0 | 0
6.4 | Procurement & Replacement of Two complete set of APH Baskets at 250 MW Unit-7, Parli TPS. | Yet to be approved | - | 0 | 0 | 0 | 0 | 0 | 0 |  |  | 0 | 0
0 | IDC | Yet to be approved | - | 0 | 0 | 0 | 0 | 0 | 0 |  |  | 0 | 0
7 | ESP Upgradation at U#6,7 | Yet to be approved | - | 0 | 0 | 0 | 0 | 0 | 0 |  |  | 0 | 0
7.1 | Procurement & replacement of all emitting coils & collecting plates of ESP & Procurement & replacement of ESP internals at U#6,7 Parli TPS & Replacement of thermal insulation of boiler, ducts & steam piping along with supply | Yet to be approved | - | 0 | 0 | 0 | 0 | 0 | 0 |  |  | 0 | 0
7.2 | Replacement of thermal insulation of boiler, ducts & steam piping along with supply | Yet to be approved | - | 0 | 0 | 0 | 0 | 0 | 0 |  |  | 0 | 0
0 | IDC | Yet to be approved | - | 0 | 0 | 0 | 0 | 0 | 0 |  |  | 0 | 0
8 | Augmentation of Dautpur & Sandawa premises water recovery system | Yet to be approved | - | 0 | 0 | 0 | 0 | 0 | 0 |  |  | 0 | 0
8.1 | Supply, erection & commissioning of VT pumps for waste water recovery at TM-NPTPS, Parli-V | Yet to be approved | - | 0 | 0 | 0 | 0 | 9.3 | 9.3 |  |  | 9.3 | 0
8.2 | RENOVATION OF ASH WATER RECOVERY SUPPLY SYSTEM INCLUDING ERECTION & COMMISSIONING LT BOARD 11KV/415V SUBSTATION WITH 11KV OH LINE AT SANDWA & DAUTPUR PUMP HOUSE | Yet to be approved | - | 0 | 0 | 0 | 0 | 12.42 | 12.42 |  |  | 12.42 | 0
8.3 | Construction of New Sandwa recovery pump house at NPTPS Parli Vaijnath. | Yet to be approved | - | 0 | 0 | 0 | 0 | 4.14 | 4.14 |  |  | 4.14 | 0
0 | IDC | Yet to be approved | - | 0 | 0 | 0 | 0 | 0 | 0 |  |  | 0 | 0
9 | DPR on Modification of governing system from low pressure to high pressure at Unit-06 TPS, PARLI-V and Procurement of CW pumps at Unit 6,7 Parli Vaijnath. | Yet to be approved | - | 0 | 0 | 0 | 0 | 0 | 0 |  |  | 0 | 0
9.1 | Modification of governing system from low pressure to high pressure at Unit-06 TPS, PARLI-V | 0 | - | 0 | 0 | 0 | 0 | 0 | 0 |  |  | 0 | 0
9.2 | Procurement of CW pumps at Unit 6,7 Parli Vaijnath | Yet to be approved | - | 0 | 0 | 0 | 0 | 0 | 0 |  |  | 0 | 0
0 | IDC | Yet to be approved | - | 0 | 0 | 0 | 0 | 0 | 0 |  |  | 0 | 0
10 | DPR on Procurement of HP, IP and LP Turbine bladesat Unit 6,7 Parli Vaijnath. | Yet to be approved | - | 0 | 0 | 0 | 0 | 0 | 0 |  |  | 0 | 0
10.1 | Procurement of HP, IP and LP Turbine blade set Unit 6,7 Parli Vaijnath. | Yet to be approved | - | 0 | 0 | 0 | 0 | 0 | 0 |  |  | 0 | 0
0 | IDC | Yet to be approved | - | 0 | 0 | 0 | 0 | 0 | 0 |  |  | 0 | 0
11 | DPR on Procurement of CEP pumps | Yet to be approved | - | 0 | 0 | 0 | 0 | 0 | 0 |  |  | 0 | 0
11.1 | Procurement of CEP pumps | Yet to be approved | - | 0 | 0 | 0 | 0 | 0 | 0 |  |  | 0 | 0
0 | IDC | Yet to be approved | - | 0 | 0 | 0 | 0 | 0 | 0 |  |  | 0 | 0
12 | DPR on Retrofitting of NDCT at Unit 6,7 Parli Vaijnath. and Upgradation of existing chiller AC plant for at Unit 7 Parli Vaijnath. | Yet to be approved | - | 0 | 0 | 0 | 0 | 0 | 0 |  |  | 0 | 0
12.1 | Retrofitting of NDCT at Unit 6,7 Parli Vaijnath. | Yet to be approved | - | 0 | 0 | 0 | 0 | 0 | 0 |  |  | 0 | 0
12.2 | Upgradation of existing chiller AC plant for at Unit 7 Parli Vaijnath. | Yet to be approved | - | 0 | 0 | 0 | 0 | 0 | 0 |  |  | 0 | 0
0 | IDC | Yet to be approved | - | 0 | 0 | 0 | 0 | 0 | 0 |  |  | 0 | 0
13 | DPR on various types of coolers at TPS Parli-Vaijnath | Yet to be approved | - | 0 | 0 | 0 | 0 | 0 | 0 |  |  | 0 | 0
13.1 | Procurement of H2 cooler, BFP coolers, generator exciter cooler, seal oil coolers at Unit 6,7 Parli Vaijnath. | Yet to be approved | - | 0 | 0 | 0 | 0 | 0 | 0 |  |  | 0 | 0
0 | IDC | Yet to be approved | - | 0 | 0 | 0 | 0 | 0 | 0 |  |  | 0 | 0
14 | DPR on Upgradation of screw type compressor at U#7 Parli Vaijnath., Supply, erection & commissioning of Fire Fighting pressure system (pneumatic) at unit 6,7 and 8 at PTPS, Parli-V and Procurement of BFP discharge valve, BFP recirculation valve and gland steam inlet / outlet valves at Unit 6,7 Parli Vaijnath. | Yet to be approved | - | 0 | 0 | 0 | 0 | 0 | 0 |  |  | 0 | 0
14.1 | Upgradation of screw type compressor at U#7 Parli Vaijnath. | Yet to be approved | - | 0 | 0 | 0 | 0 | 0 | 0 |  |  | 0 | 0
14.2 | Supply, erection & commissioning of Fire Fighting pressure system (pneumatic) at unit 6,7 and 8 at PTPS, Parli-V | Yet to be approved | - | 0 | 0 | 0 | 0 | 0 | 0 |  |  | 0 | 0
14.3 | Procurement of BFP discharge valve, BFP recirculation valve and gland steam inlet / outlet valves at Unit 6,7 Parli Vaijnath. | Yet to be approved | - | 0 | 0 | 0 | 0 | 0 | 0 |  |  | 0 | 0
0 | IDC | Yet to be approved | - | 0 | 0 | 0 | 0 | 0 | 0 |  |  | 0 | 0
15 | COAL HANDLING PLANT PERFORMANCE IMPROVEMENT BY SYSTEM UPGRADATION AT Unit 6 ,7 CHP ( 2X 250MW), Parli TPS. | Yet to be approved | - | 0 | 0 | 0 | 0 | 0 | 0 |  |  | 0 | 0
15.1 | Refurbishment of single stream conveyor drives : Procurement of Various types of Gearbox for single stream conveyor drives of 2X 250 MW CHP U6&7 Parli TPS. | Yet to be approved | - | 0 | 0 | 0 | 0 | 8.37 | 8.37 |  |  | 8.37 | 0
15.2 | Refurbishment of single stream conveyor drives : Procurement of Various types of fluid couplings for single stream conveyor drives of 2X 250 MW CHP U6&7 Parli TPS. | Yet to be approved | - | 0 | 0 | 0 | 0 | 0.46 | 0.46 |  |  | 0.46 | 0
15.3 | Refurbishment of single stream conveyor drives : Procurement of ENERGY EFFICIENT HT MOTORS for single stream conveyor drives of 2X 250 MW CHP U6&7 Parli TPS. | Yet to be approved | - | 0 | 0 | 0 | 0 | 2.87 | 2.87 |  |  | 2.87 | 0
15.4 | Refurbishment of single stream conveyor drives : Procurement of HT vacuum circuit breakers for single stream conveyor drives of 2X 250 MW CHP U6&7 Parli TPS. | Yet to be approved | - | 0 | 0 | 0 | 0 | 0.78 | 0.78 |  |  | 0.78 | 0
15.5 | Supply, Erection & Commissioning of street light from U6/7 railway gate to loco shed of CHP U6/7 NPTPS Parli-V | Yet to be approved | - | 0 | 0 | 0 | 0 | 1.25 | 1.25 |  |  | 1.25 | 0
15.6 | Strengthening of U-6 Bunkers at CHP NPTPS | Yet to be approved | - | 0 | 0 | 0 | 0 | 8.79 | 8.79 |  |  | 8.79 | 0
15.7 | Supply and commissioning of Suspended Magnets for U-6,7 CHP NPTPS | Yet to be approved | - | 0 | 0 | 0 | 0 | 2.55 | 2.55 |  |  | 2.55 | 0
15.8 | Modification of 60 KG rail track with laying crossover turnout at NMVP sliding CHP NPTPS | Yet to be approved | - | 0 | 0 | 0 | 0 | 4.75 | 4.75 |  |  | 4.75 | 0
0 | IDC | Yet to be approved | - | 0 | 0 | 0 | 0 | 0 | 0 |  |  | 0 | 0
16 | DPR for normalization and stabilization of coal handling plant performance at Parli TPS | 0 | - | 0 | 0 | 0 | 0 | 0 | 0 |  |  | 0 | 0
16.1 | Procurement of U-6,7 W/T Major spares | Yet to be approved | - | 0 | 0 | 0 | 0 | 0 | 0 |  |  | 0 | 0
16.2 | Supply of impact crusher major spares for CHP U-6/7 | Yet to be approved | - | 0 | 0 | 0 | 0 | 0 | 0 |  |  | 0 | 0
16.3 | Provision of Soft starter / VFD for Various conveyor | Yet to be approved | - | 0 | 0 | 0 | 0 | 0 | 0 |  |  | 0 | 0
16.4 | Upgradation of siemens make PLC at U-6/7. | Yet to be approved | - | 0 | 0 | 0 | 0 | 0 | 0 |  |  | 0 | 0
16.5 | Procurement of U-6/7 Stacker reclaimer major spares | Yet to be approved | - | 0 | 0 | 0 | 0 | 0 | 0 |  |  | 0 | 0
16.6 | Design, supply and commissioning of solar operated lighting system in CHP U-6,7 | Yet to be approved | - | 0 | 0 | 0 | 0 | 0 | 0 |  |  | 0 | 0
16.7 | Installation of CCTV survillance system alongwith all conveyors. | Yet to be approved | - | 0 | 0 | 0 | 0 | 0 | 0 |  |  | 0 | 0
16.8 | Upgradation / Retrofication of Bunker Lifts of Unit-6 & Unit-7 at CHP TPS Parli-V. | Yet to be approved | - | 0 | 0 | 0 | 0 | 0 | 0 |  |  | 0 | 0
0 | IDC | Yet to be approved | - | 0 | 0 | 0 | 0 | 0 | 0 |  |  | 0 | 0
17 | DPR for maximiation of Coal Handling Plant efficiency. | Yet to be approved | - | 0 | 0 | 0 | 0 | 0 | 0 |  |  | 0 | 0
17.1 | W/T control room & bunker house battery & UPS upgradation | Yet to be approved | - | 0 | 0 | 0 | 0 | 0 | 0 |  |  | 0 | 0
17.2 | Provision of Soft starter / VFD for Various conveyor | Yet to be approved | - | 0 | 0 | 0 | 0 | 0 | 0 |  |  | 0 | 0
17.3 | Structure Strengthening of Conveyor NO. 3 and Stacker Reclaimer Rail at U-6/7 CHP | Yet to be approved | - | 0 | 0 | 0 | 0 | 0 | 0 |  |  | 0 | 0
17.4 | Modernization/modification of Conveyor HT/LT cables at U-6/7 CHP. | Yet to be approved | - | 0 | 0 | 0 | 0 | 0 | 0 |  |  | 0 | 0
17.5 | Modernization of EOT cranes and Hoist at various junction tower and various location of CHP U-6/7 | Yet to be approved | - | 0 | 0 | 0 | 0 | 0 | 0 |  |  | 0 | 0
17.6 | Renovation / retrofitting of shuttle conveyor at CHP U-6/7. | Yet to be approved | - | 0 | 0 | 0 | 0 | 0 | 0 |  |  | 0 | 0
17.7 | Upgradation/renovation of bunker lift at RSC-6 & 7 of CHP U-6/7 | Yet to be approved | - | 0 | 0 | 0 | 0 | 0 | 0 |  |  | 0 | 0
0 | IDC | Yet to be approved | - | 0 | 0 | 0 | 0 | 0 | 0 |  |  | 0 | 0
18 | DPR on life enhancement of Coal Handling Plant | Yet to be approved | - | 0 | 0 | 0 | 0 | 0 | 0 |  |  | 0 | 0
18.1 | Renovation, upgradation & capacity enhancement of LT switch gear panels at W/T, S/R and CHP control Switch board at CHP U-6/7. | Yet to be approved | - | 0 | 0 | 0 | 0 | 0 | 0 |  |  | 0 | 0
18.2 | Procurement & installation of Belt tear detection system | Yet to be approved | - | 0 | 0 | 0 | 0 | 0 | 0 |  |  | 0 | 0
18.3 | Conveyor gravity takeup infrastructure strengthening work | Yet to be approved | - | 0 | 0 | 0 | 0 | 0 | 0 |  |  | 0 | 0
18.4 | Replacement of vibrating feeder-I with Apron Feeder at CHP U-6/7. | Yet to be approved | - | 0 | 0 | 0 | 0 | 0 | 0 |  |  | 0 | 0
0 | IDC | Yet to be approved | - | 0 | 0 | 0 | 0 | 0 | 0 |  |  | 0 | 0
19 | DPR for stabiliazation of Coal Handling Performance. | Yet to be approved | - | 0 | 0 | 0 | 0 | 0 | 0 |  |  | 0 | 0
19.1 | Drive modification of Stacker Reclaimer slewing system. | Yet to be approved | - | 0 | 0 | 0 | 0 | 0 | 0 |  |  | 0 | 0
19.2 | Retrofitting of Side Arm Charger-I & II at CHP U-6,7 | Yet to be approved | - | 0 | 0 | 0 | 0 | 0 | 0 |  |  | 0 | 0
19.3 | Provision of open Wagon Tippler at CHP U-6/7 | Yet to be approved | - | 0 | 0 | 0 | 0 | 0 | 0 |  |  | 0 | 0
19.4 | Refurbishment of Apron Feeder at CHP U-6,7 | Yet to be approved | - | 0 | 0 | 0 | 0 | 0 | 0 |  |  | 0 | 0
0 | IDC | Yet to be approved | - | 0 | 0 | 0 | 0 | 0 | 0 |  |  | 0 | 0
20 | Procurement & Replacement of 220V station batteries, 360V UPS batteries, 24V DCS batteries , 360V UPS AHP batteries at U6 & U7 NPTPS | Yet to be approved | - | 0 | 0 | 0 | 0 | 0 | 0 |  |  | 0 | 0
20.1 | Procurement & Replacement of 220V station batteries, 360V UPS batteries, 24V DCS batteries , 360V UPS AHP batteries at U6 & U7 NPTPS | Yet to be approved | - | 0 | 0 | 0 | 0 | 0 | 0 |  |  | 0 | 0
0 | IDC | Yet to be approved | - | 0 | 0 | 0 | 0 | 0 | 0 |  |  | 0 | 0
21 | DPR on Various electricle maintenance schemes at Unit 6,7 NPTPS Parli-V | Yet to be approved | - | 0 | 0 | 0 | 0 | 0 | 0 |  |  | 0 | 0
21.1 | Rennovation of Khadka & Naikota switchyard including replacement of Transformer and 33 KV outdoor type VCBs | Yet to be approved | - | 0 | 0 | 0 | 0 | 0 | 0 |  |  | 0 | 0
21.2 | Replacement of Khadka ,naikota 6.6 KV HT Breaker Panel , breaker trolleys and control cabinet | Yet to be approved | - | 0 | 0 | 0 | 0 | 5 | 5 |  |  | 5 | 0
21.3 | Replacement of LT breakers & modules at Unit 7 | Yet to be approved | - | 0 | 0 | 0 | 0 | 10 | 10 |  |  | 10 | 0
21.4 | Rennovation/Replacement of Boiler & Turbine side lighting by energy efficient LED lighting at unit 6&7, NPTPS, Parli vaijnath | Yet to be approved | - | 0 | 0 | 0 | 0 | 3 | 3 |  |  | 3 | 0
21.5 | nstallation of VFD for CEP, FD Fan, Seal Air Fan & HFO pump motors at unit 6&7, NPTPS, Parli Vaijnath | Yet to be approved | - | 0 | 0 | 0 | 0 | 0 | 0 |  |  | 0 | 0
0 | IDC | Yet to be approved | - | 0 | 0 | 0 | 0 | 0 | 0 |  |  | 0 | 0
22 | Renovation of Colony Electrical supply system & also replacement of wiring of all Types of buildings ,street light,highmast etc | Yet to be approved | - | 0 | 0 | 0 | 0 | 0 | 0 |  |  | 0 | 0
22.1 | Renovation of Colony Electrical supply system & also replacement of wiring of all Types of buildings ,street light,highmast etc | Yet to be approved | - | 0 | 0 | 0 | 0 | 25 | 25 |  |  | 25 | 0
0 | IDC | Yet to be approved | - | 0 | 0 | 0 | 0 | 0 | 0 |  |  | 0 | 0
23 | UPGRADATION OF EXPIRED AND VULNERABLE Scada, operating system and hardware to improve life and communication system of IAC,OHP & PTP plant UNIT 6&7 250MW at NPTPS PARLI V" & Emission Monitoring & Water Quality Analysers system Upgradation Schemes | Yet to be approved | - | 0 | 0 | 0 | 0 | 0 | 0 |  |  | 0 | 0
23.1 | UPGRADATION OF EXPIRED AND VULNERABLE Scada, operating system and hardware to improve life and communication system of IAC,OHP & PTP plant UNIT 6&7 250MW at NPTPS PARLI V". | Yet to be approved | - | 0 | 0 | 0 | 0 | 0 | 0 |  |  | 0 | 0
23.2 | Up gradation of SWAS system at U 7,NPTPS | Yet to be approved | - | 0 | 0 | 0 | 0 | 3 | 3 |  |  | 3 | 0
23.3 | Oxygen measurement APH and at ID outlet | Yet to be approved | - | 0 | 0 | 0 | 0 | 1 | 1 |  |  | 1 | 0
23.4 | Up gradation of Drum level measurement system at Unit – 6 &7 New Parli TPS, Parli-V | Yet to be approved | - | 0 | 0 | 0 | 0 | 0 | 0 |  |  | 0 | 0
23.5 | OLCC SYSTEM UPGRADATION U6 & U7 | Yet to be approved | - | 0 | 0 | 0 | 0 | 0 | 0 |  |  | 0 | 0
23.6 | Up gradation of Boiler tubes leakage detection system & Furnace flame mapping with video camera at Unit – 6 &7 New Parli TPS, Parli-V | Yet to be approved | - | 0 | 0 | 0 | 0 | 0 | 0 |  |  | 0 | 0
23.7 | Unit7 LVS system SCADA/HMI upgradation | Yet to be approved | - | 0 | 0 | 0 | 0 | 0 | 0 |  |  | 0 | 0
23.8 | Upgradation of Instrumentation & control lab | Yet to be approved | - | 0 | 0 | 0 | 0 | 0 | 0 |  |  | 0 | 0
0 | IDC | Yet to be approved | - | 0 | 0 | 0 | 0 | 0 | 0 |  |  | 0 | 0
24 | Control and monitoring system upgradation at U6&7 NPTPS & Various Instrumentation schemes at Unit 6,7, NPTPS Parli-V | Yet to be approved | - | 0 | 0 | 0 | 0 | 0 | 0 |  |  | 0 | 0
24.1 | Upgradation of level, flow & pressure measurement system | Yet to be approved | - | 0 | 0 | 0 | 0 | 0 | 0 |  |  | 0 | 0
24.2 | Up gradation of Vibration Monitoring System(VMS) at Unit – 6 &7 Parli TPS, Parli-V | Yet to be approved | - | 0 | 0 | 0 | 0 | 0 | 0 |  |  | 0 | 0
24.3 | Upgradation of feedstation valve contol instruments. | Yet to be approved | - | 0 | 0 | 0 | 0 | 0 | 0 |  |  | 0 | 0
24.4 | Supply of various instuments like H2 Dew point measurement system spares, Hydrogen analyzer, H2 leak detection system spares etc.Critical/Non-Critical Spares sub-assembly for performance improvement | Yet to be approved | - | 0 | 0 | 0 | 0 | 0 | 0 |  |  | 0 | 0
24.5 | Online Water flow Monitoring System at Khadka | Yet to be approved | - | 0 | 0 | 0 | 0 | 0 | 0 |  |  | 0 | 0
24.6 | Upgradation of CO analyser at APH inlete and SOX NOX gas analyser installed at ID discharge along with remote calibration facility and connectivity to CPCB and MPCB as per latest CPCB Guidelines | Yet to be approved | - | 0 | 0 | 0 | 0 | 0 | 0 |  |  | 0 | 0
24.7 | Supply, Erection and Commissioning of Effluent Analyser for the parameters like COD, BOD, TSS & PH installed at ETP & STP outlet of the NPTPS, Parli. complying CPCB / MPCB Guidelines. | Yet to be approved | - | 0 | 0 | 0 | 0 | 0 | 0 |  |  | 0 | 0
0 | IDC | Yet to be approved | - | 0 | 0 | 0 | 0 | 0 | 0 |  |  | 0 | 0
25 | Detailed Project Report on ‘Supply, installation, restoration, up-gradation and revamping of Fire Protection Systems viz. Under ground Fire Pipe Lines, Static Fire Water Pumps, Fire Hydrant System, Passive Fire Protection System, DV House Construction & Fire Water/Foam Spray System at plant & ODP area of Unit-6, 7 & 8 of Parli TPS, Parli Vaijnath’. | Yet to be approved | - | 0 | 0 | 0 | 0 | 0 | 0 |  |  | 0 | 0
25.1 | Work of replacement of damaged/leaky underground Fire Water Pipelines and Static Fire water Pumps at Plant (Unit-6, 7 & 8) and ODP area of Parli TPS including required material viz. MSERW Pipes/Steel, etc. | Yet to be approved | - | 0 | 0 | 0 | 0 | 17 | 17 |  |  | 17 | 0
25.2 | Restoration of Deluge Valve system along with work of repairing/reconstruction (with relocation for safe operation) of damaged Deluge Valve Houses at Plant & ODP area of Parli TPS Unit#6, 7 & 8. | Yet to be approved | - | 0 | 0 | 0 | 0 | 10 | 10 |  |  | 10 | 0
25.3 | Supply, Rectification and Installation of addressable fire alarm system and Fire suppression system at unit 6 & 7,Parli TPS. | Yet to be approved | - | 0 | 0 | 0 | 0 | 7 | 7 |  |  | 7 | 0
0 | IDC | Yet to be approved | - | 0 | 0 | 0 | 0 | 0 | 0 |  |  | 0 | 0
26 | ASH EVACUATION IMPROVEMENT AND PERFORMANCE & EFFICIENCY OF ASH HANDLING SYSTEM At NPTPS Parli-V AT TPS PARLI-V. | Yet to be approved | - | 0 | 0 | 0 | 0 | 0 | 0 |  |  | 0 | 0
26.1 | DESIGN , SUPPLY & REPLCEMENT OF ASH DISPOSAL SLURRY PUMP COMPLTE ASSEMBLY ALONG WITH GEAR BOX, MOTORS U-6 | Yet to be approved | - | 0 | 0 | 0 | 0 | 1.24 | 1.24 |  |  | 1.24 | 0
26.2 | DESIGN , SUPPLY & REPLCEMENT OF HP WATER PUMP COMPLTE ASSEMBLY ALONG WITH GEAR BOX, MOTORS U-6 | Yet to be approved | - | 0 | 0 | 0 | 0 | 1.17 | 1.17 |  |  | 1.17 | 0
26.3 | Upgradation of reciprocating Conveying Air compressor into screw compressor at U#6 | Yet to be approved | - | 0 | 0 | 0 | 0 | 5.98 | 5.98 |  |  | 5.98 | 0
26.4 | Upgradation of reciprocating Instrument Air compressor into screw compressor at U#6 | Yet to be approved | - | 0 | 0 | 0 | 0 | 3.98 | 3.98 |  |  | 3.98 | 0
26.5 | Procurement & replacement of 300 NB,200NB Cash Basalt Pipelines with the existing MSERW pipe of ash disposal system of Unit #6& 7 at Parli TPS, Parli V . | Yet to be approved | - | 0 | 0 | 0 | 0 | 6.61 | 6.61 |  |  | 6.61 | 0
26.6 | DESIGN , SUPPLY & REPLCEMENT VACUUM PUMP U6 | Yet to be approved | - | 0 | 0 | 0 | 0 | 1.41 | 1.41 |  |  | 1.41 | 0
26.7 | Work of Repairing & Reconditioning of Single Roll Clinker Grinder assembly from OEM on as and when required basis at AHP(2X250),Unit-6&7 Parli TPS,Parli-V. | Yet to be approved | - | 0 | 0 | 0 | 0 | 0.65 | 0.65 |  |  | 0.65 | 0
26.8 | Work of complete Reconditioning and refurbishment of various spares in Unit 6&7, Parli TPS, Parli-V | Yet to be approved | - | 0 | 0 | 0 | 0 | 0.73 | 0.73 |  |  | 0.73 | 0
26.9 | Transmission drive system & Fluid coupling replacements. | Yet to be approved | - | 0 | 0 | 0 | 0 | 2.92 | 2.92 |  |  | 2.92 | 0
26.1 | DESIGN , SUPPLY & REPLCEMENT OF ASH INLET VALVE COMPLETE ASSEBLY U6 | Yet to be approved | - | 0 | 0 | 0 | 0 | 2.6 | 2.6 |  |  | 2.6 | 0
26.11 | UPGRADATION OF EXPIRED AND VULNERABLE Scada, operating system and hardware to improve life and communication system of Ash handling plant UNIT 6&7 250MW at NPTPS PARLI V". | Yet to be approved | - | 0 | 0 | 0 | 0 | 3 | 3 |  |  | 3 | 0
0 | IDC | Yet to be approved | - | 0 | 0 | 0 | 0 | 0 | 0 |  |  | 0 | 0
27 | ASH EVACUATION IMPROVEMENT AND PERFORMANCE & EFFICIENCY OF ASH HANDLING SYSTEM At NPTPS Parli-V AT TPS PARLI-V. | Yet to be approved | - | 0 | 0 | 0 | 0 | 0 | 0 |  |  | 0 | 0
27.1 | Upgradation of reciprocating Conveying Air compressor into screw compressor at U#7 | Yet to be approved | - | 0 | 0 | 0 | 0 | 0 | 0 |  |  | 0 | 0
27.2 | Upgradation of reciprocating Instrument Air compressor into screw compressor at U#7 | Yet to be approved | - | 0 | 0 | 0 | 0 | 0 | 0 |  |  | 0 | 0
27.3 | DESIGN , SUPPLY & REPLCEMENT OF ASH DISPOSAL SLURRY PUMP COMPLTE ASSEMBLY ALONG WITH GEAR BOX, MOTORS U-7 | Yet to be approved | - | 0 | 0 | 0 | 0 | 0 | 0 |  |  | 0 | 0
27.4 | DESIGN , SUPPLY & REPLCEMENT OF HP WATER PUMP COMPLTE ASSEMBLY ALONG WITH GEAR BOX, MOTORS U-7 | Yet to be approved | - | 0 | 0 | 0 | 0 | 0 | 0 |  |  | 0 | 0
27.5 | DESIGN , SUPPLY & REPLCEMENT VACUUM PUMP U7. | Yet to be approved | - | 0 | 0 | 0 | 0 | 0 | 0 |  |  | 0 | 0
27.6 | DESIGN , SUPPLY & REPLCEMENT BRANCH SEGEGATION COMPLETE VALVE ASSEBLY U7 | Yet to be approved | - | 0 | 0 | 0 | 0 | 0 | 0 |  |  | 0 | 0
27.7 | DESIGN , SUPPLY & REPLCEMENT BRANCH VALVE & ASH INLET VALVE U7 | Yet to be approved | - | 0 | 0 | 0 | 0 | 0 | 0 |  |  | 0 | 0
27.8 | Procurement of MOTORS, RELAY ,BREAKERS & RETROFITTING for pumps , IAC/CAC to improve availability & performance of Bottom ash, Coarse Ash & fly ash system of AHP, unit -7 | Yet to be approved | - | 0 | 0 | 0 | 0 | 0 | 0 |  |  | 0 | 0
27.9 | Procurement of Replcement Water valve, AUDCO valve | Yet to be approved | - | 0 | 0 | 0 | 0 | 0 | 0 |  |  | 0 | 0
27.1 | Procurement & replacement of Bottom ash clinker grinder | Yet to be approved | - | 0 | 0 | 0 | 0 | 0 | 0 |  |  | 0 | 0
27.11 | UPGRADATION OF EXPIRED AND VULNERABLE Scada, operating system and hardware to improve life and communication system of HCSD Ash handling plant UNIT 6&7 250MW at NPTPS PARLI V" | Yet to be approved | - | 0 | 0 | 0 | 0 | 0 | 0 |  |  | 0 | 0
0 | IDC | Yet to be approved | - | 0 | 0 | 0 | 0 | 0 | 0 |  |  | 0 | 0
28 | ASH EVACUATION IMPROVEMENT AND PERFORMANCE & EFFICIENCY OF ASH HANDLING SYSTEM At NPTPS Parli-V AT TPS PARLI-V. | Yet to be approved | - | 0 | 0 | 0 | 0 | 0 | 0 |  |  | 0 | 0
28.1 | GEHO pump critical assemblies replacement. | Yet to be approved | - | 0 | 0 | 0 | 0 | 0 | 0 |  |  | 0 | 0
28.2 | DESIGN , SUPPLY & REPLCEMENT OF HP WATER PUMP COMPLTE ASSEMBLY ALONG WITH GEAR BOX, MOTORS | Yet to be approved | - | 0 | 0 | 0 | 0 | 0 | 0 |  |  | 0 | 0
28.3 | Upgradation of BA clinker grinder at U#6/7 | Yet to be approved | - | 0 | 0 | 0 | 0 | 0 | 0 |  |  | 0 | 0
28.4 | Scheme 4: Spares for premium make ash mixer gear box H1-160 5.06/1, P2 O No.160106, Sr No.2RF 12629 & H1-180 1.35/1 | Yet to be approved | - | 0 | 0 | 0 | 0 | 0 | 0 |  |  | 0 | 0
28.5 | Spares for premium make ash mixer gear box VB2SA-225 17.1/1p1 | Yet to be approved | - | 0 | 0 | 0 | 0 | 0 | 0 |  |  | 0 | 0
28.6 | DESIGN , SUPPLY & REPLCEMENT VACUUM PUMP | Yet to be approved | - | 0 | 0 | 0 | 0 | 0 | 0 |  |  | 0 | 0
0 | IDC | Yet to be approved | - | 0 | 0 | 0 | 0 | 0 | 0 |  |  | 0 | 0
29 | ASH EVACUATION IMPROVEMENT AND PERFORMANCE & EFFICIENCY OF ASH HANDLING SYSTEM At NPTPS Parli-V AT TPS PARLI-V. | Yet to be approved | - | 0 | 0 | 0 | 0 | 0 | 0 |  |  | 0 | 0
29.1 | Procurement & replacement of 300 NB,200NB Cash Basalt Pipelines with the existing MSERW pipe of ash disposal system of Unit #6& 7 at Parli TPS, Parli V . | Yet to be approved | - | 0 | 0 | 0 | 0 | 0 | 0 |  |  | 0 | 0
29.2 | Procurement of MOTORS, RELAY ,BREAKERS & RETROFITTING for pumps , IAC/CAC to improve availability & performance of Bottom ash, Coarse Ash & fly ash system of AHP, unit 6 | Yet to be approved | - | 0 | 0 | 0 | 0 | 0 | 0 |  |  | 0 | 0
29.3 | DESIGN , SUPPLY & REPLCEMENT VACUUM PUMP U#6 | Yet to be approved | - | 0 | 0 | 0 | 0 | 0 | 0 |  |  | 0 | 0
0 | IDC | Yet to be approved | - | 0 | 0 | 0 | 0 | 0 | 0 |  |  | 0 | 0
30 | ASH EVACUATION IMPROVEMENT AND PERFORMANCE & EFFICIENCY OF ASH HANDLING SYSTEM At NPTPS Parli-V AT TPS PARLI-V. | Yet to be approved | - | 0 | 0 | 0 | 0 | 0 | 0 |  |  | 0 | 0
30.1 | DESIGN , SUPPLY & REPLCEMENT VACUUM PUMP | Yet to be approved | - | 0 | 0 | 0 | 0 | 0 | 0 |  |  | 0 | 0
30.2 | DESIGN , SUPPLY & REPLCEMENT OF ASH DISPOSAL SLURRY PUMP COMPLTE ASSEMBLY ALONG WITH GEAR BOX, MOTORS U-6& 7 | Yet to be approved | - | 0 | 0 | 0 | 0 | 0 | 0 |  |  | 0 | 0
30.3 | DESIGN , SUPPLY & REPLCEMENT OF HP WATER PUMP COMPLTE ASSEMBLY ALONG WITH GEAR BOX, MOTORS U-6& 7 | Yet to be approved | - | 0 | 0 | 0 | 0 | 0 | 0 |  |  | 0 | 0
30.4 | Procurement of MOTORS, RELAY ,BREAKERS & RETROFITTING for HCSD to improve availability & performance of Bottom ash, Coarse Ash & fly ash system of AHP, unit 6 | Yet to be approved | - | 0 | 0 | 0 | 0 | 0 | 0 |  |  | 0 | 0
30.5 | Upgradation of reciprocating Conveying Air compressor into screw compressor at U#6 | Yet to be approved | - | 0 | 0 | 0 | 0 | 0 | 0 |  |  | 0 | 0
30.6 | Upgradation of reciprocating Instrument Air compressor into screw compressor at U#6 | Yet to be approved | - | 0 | 0 | 0 | 0 | 0 | 0 |  |  | 0 | 0
0 | IDC | Yet to be approved | - | 0 | 0 | 0 | 0 | 0 | 0 |  |  | 0 | 0
31 | Construction of VIP guest house building at TPS Parli Vaijnath | Yet to be approved | - | 0 | 0 | 0 | 0 | 0 | 0 |  |  | 0 | 0
31.1 | Construction of VIP guest house building at TPS Parli Vaijnath | Yet to be approved | - | 0 | 0 | 0 | 0 | 10 | 0 |  |  | 0 | 10
32 | Permanent water supply scheme for parli TPS by lifting water from Dead storage of Majalgaon dam and supplying through enclosed pipe line at New TPS Parli Vaijnath. | Yet to be approved | - | 0 | 0 | 0 | 0 | 0 | 0 |  |  | 0 | 0
32.1 | Permanent water supply scheme for parli TPS by lifting water from Dead storage of Majalgaon dam and supplying through enclosed pipe line at New TPS Parli Vaijnath. | Yet to be approved | - | 0 | 0 | 0 | 0 | 100 | 0 |  |  | 0 | 100
32.2 | Providing drinking water supply to GSR Tank of Shaktikunj Vasahat from Unit 6,7 and 8 premises new TPS Parli Vaijnath | Yet to be approved | - | 0 | 0 | 0 | 0 | 8.5 | 0 |  |  | 0 | 8.5
33 | DPR on Raw water leackage arresting | Yet to be approved | - | 0 | 0 | 0 | 0 | 0 | 0 |  |  | 0 | 0
33.1 | Raw water leackage arresting | Yet to be approved | - | 0 | 0 | 0 | 0 | 0 | 0 |  |  | 0 | 0
34 | NDCT structural strenthing and leackage arresting througth basin and CW channel of Unit 6,7 | Yet to be approved | - | 0 | 0 | 0 | 0 | 0 | 0 |  |  | 0 | 0
34.1 | NDCT basin of unit 6& 7 leackage arresing work | Yet to be approved | - | 0 | 0 | 0 | 0 | 10 | 10 |  |  | 10 | 0
34.2 | CW channel leackage arresting of Unit 6 &7 | Yet to be approved | - | 0 | 0 | 0 | 0 | 10 | 10 |  |  | 10 | 0
34.3 | NDCT structural strenthing of intermadiate racker coloumn of Unit 6&7 | Yet to be approved | - | 0 | 0 | 0 | 0 | 15 | 15 |  |  | 15 | 0
34.4 | Construction of Store shed's at Major store in Unit No.6,7 NPTPS Parli V | Yet to be approved | - | 0 | 0 | 0 | 0 | 1.35 | 1.35 |  |  | 1.35 | 0
35 | DPR on road work & rennovation work of colony buildings Parli -V at TPS Parli -V | Yet to be approved | - | 0 | 0 | 0 | 0 | 0 | 0 |  |  | 0 | 0
35.1 | contruction of roads of few roads in clusters and main road repairs ,carpet laying,seal coats, strips on road & indicators on roads with rumbble strips at TPS colony Parli V | Yet to be approved | - | 0 | 0 | 0 | 0 | 5 | 0 |  |  | 0 | 5
35.2 | In ABC colony ( Putty work,plastic emulsion paint,oil paint plaster etc) ,In DEF & New colony ( internal & external paint ,oil paint etc) at TPS colony Parli-V. | Yet to be approved | - | 0 | 0 | 0 | 0 | 2.5 | 0 |  |  | 0 | 2.5
35.3 | In ABC,DEF & New colony ( chember ,300 m dia rcc pipe,150mm rcc pipe etc)at tps colony Parli V | Yet to be approved | - | 0 | 0 | 0 | 0 | 3 | 0 |  |  | 0 | 3
35.4 | Plinth protection along the building and providing and placing rcc bench infront of all buildings etc at tps colony Parli v | Yet to be approved | - | 0 | 0 | 0 | 0 | 2 | 2 |  |  | 2 | 0
35.5 | changing all internal qtrs pipeline from gi pipeline to Upvc pipeline and replacing existing damaged gi pipe by new one and also providing water tank over single qtrs and buildings at ABC, DEF, & New colony TPS Parli v | Yet to be approved | - | 0 | 0 | 0 | 0 | 2.5 | 0 |  |  | 0 | 2.5
35.6 | Carpentary works at ABC,DEF & New colony TPS , Parli -V | Yet to be approved | - | 0 | 0 | 0 | 0 | 2 | 0 |  |  | 0 | 2
35.7 | Flooring work at ABC,DEF & New colony TPS , Parli -V | Yet to be approved | - | 0 | 0 | 0 | 0 | 2.5 | 0 |  |  | 0 | 2.5
35.8 | construction of new ESR and GSR at ABC,DEF & New colony TPS , Parli -V | Yet to be approved | - | 0 | 0 | 0 | 0 | 2 | 0 |  |  | 0 | 2
35.9 | refurbishment of qtrs by strenthening structurein ABC ,DEF & New colony tps parli v | Yet to be approved | - | 0 | 0 | 0 | 0 | 5 | 0 |  |  | 0 | 5
35.1 | Devolpment of garden and providing child friendly equiment in ABC ,DEF & New colony tps parli v | Yet to be approved | - | 0 | 0 | 0 | 0 | 2 | 0 |  |  | 0 | 2
36 | CHP improvement schemes at 2 x 250 MW Unit | 0 | - | 0 | 0 | 0 | 0 | 0 | 0 |  |  | 0 | 0
36.1 | CHP improvement schemes at 2 x 250 MW Unit | 0 | - | 0 | 0 | 0 | 0 | 0 | 0 |  |  | 0 | 0
37 | Flexible Operation work at U#6,7 | Yet to be approved | - | 0 | 0 | 0 | 0 | 0 | 0 |  |  | 0 | 0
37.1 | Flexible Operation work at U#6,7 | Yet to be approved | - | 0 | 0 | 0 | 0 | 0 | 0 |  |  | 0 | 0
0 | 0 | 0 | - | 0 | 0 | 0 | 0 | 0 | 0 |  |  | 0 | 0
0 | 0 | 0 | - | 0 | 0 | 0 | 0 | 0 | 0 |  |  | 0 | 0
D | Non-DPR Schemes | 0 | - | 0 | 0 | 0 | 0 | 0 | 0 |  |  | 0 | 0
1 | SWAS Upgradation at U#6 NPTPS Parli-V | N.A. | - | 0 | 2.2391 | 2.2391 | 0 | 0 | 0 |  |  | 0 | 0
2 | Procurement of electro-machanical vibrating feeder at CHP NPTPS 6,7 | N.A. | - | 0 | 0.89293 | 0.89293 | 0 | 0 | 0 |  |  | 0 | 0
3 | erection, commissioning of 6.6kv/33kv switch yard & shifting of 2x7.5 MVA 6.6/33KV transformer from 210 MW to proposed switch yard for 33KV supply feeder to Khadka naikota at NPTPS Parli-V. | N.A. | - | 0 | 2.1993 | 2.1993 | 0 | 0 | 0 |  |  | 0 | 0
4 | IDC | 0 | - | 0 | 0.007222 | 0.007222 | 0 | 0 | 0 |  |  | 0 | 0
5 | Non-DPR scheme "Design, Supply, Installation & Commissioning of High performance Energy Chain System for Stacker reclaimer, Shuttle Conveyors at U-6/7 CHP NPTPS – PARLI-Vaijnath.” | N.A. | - | 0 | 2.8639 | 2.8639 | 0 | 0 | 0 |  |  | 0 | 0
6 | Refurbishment of Existing M/s Atlas Copco Make Air Compressors at Unit 7 Parli TPS | N.A. | - | 0 | 2.9532 | 2.9532 | 0 | 0 | 0 |  |  | 0 | 0
7 | Procurement of Fire Extinguisher | N.A. | - | 0 | 0.68 | 0.6783 | 0.0017 | 0 | 0 |  |  | 0 | 0.0017
8 | Non DPR For Supply, Erection & Commissioning, Testing of Coal Flow Management system for Coal Bunker at CHP NPTPS U-6. | N.A. | - | 0 | 2.972 | 2.972 | 0 | 0 | 0 |  |  | 0 | 0
9 | Non DPR for Supply & Installation of Coal Handling Plant critical equipment Major Spares like Wagon Tippler and Conveyors at CHP U6/7 ,T.P.S.Parli. | N.A. | - | 0 | 2.79 | 2.79 | 0 | 0 | 0 |  |  | 0 | 0
10 | Design,Manufacture ,Supply & Installation of Banana pattern and Modular chutes for various Conveyor discharge areas at CHP U 6/7,TPS Parli. | N.A. | - | 0 | 2.94 | 2.94 | 0 | 0 | 0 |  |  | 0 | 0
11 | Refrigeration Compressed Air Dryer at TM & AHP, U#6,7 Parli TPS | 0 | - | 0 | 1.57 | 1.57 | 0 | 0 | 0 |  |  | 0 | 0
12 | General Asset | 0 | - | 0 | 3.4594 | 3.2955 | 0.16393 | 0.31 | 0.31 |  |  | 0.31 | 0.16393
| Total |  |  |  | 657.4357 | 469.4059 | 188.0298 | 558.7983 | 463.6783 | 0 | 0 | 463.6783 | 283.1498
FY 2026-27
A | DPR Schemes
6 | Arrangement for permanent water supply scheme for Parli TPS from Majalgaon Dam through Majalgaon Lift Irrigation scheme (Loni / Savangi) | MERC/TECH 1/CAPEX/20122013/00500 | 2013-05-27 | 199.86 | 142 | 0 | 142 | 0 | 0 |  |  | 0 | 142 | 0 | 0
9 | Procurement of 250 MW spare HPT Module, IPT Module & LPT Rotor of New Parli TPS | MERC/TECH 1/CAPEX/20142015/00362 | 2014-05-20 | 22.0591 | 0 | 0 | 0 | 0 | 0 |  |  | 0 | 0 | 0 | 0
9.1 | HP Module | MERC/TECH 1/CAPEX/20142015/00362 | 2014-05-20 | 22.0591 | 21.53 | 21.53 | 0 | 0 | 0 |  |  | 0 | 0 | 0 | 0
9.2 | IP Module | MERC/TECH 1/CAPEX/20142015/00362 | 2014-05-20 | 21.3598 | 20.62 | 20.62 | 0 | 0 | 0 |  |  | 0 | 0 | 0 | 0
9.3 | LP Rotor | MERC/TECH 1/CAPEX/20142015/00362 | 2014-05-20 | 38.7247 | 38.72 | 38.72 | 0 | 0 | 0 |  |  | 0 | 0 | 0 | 0
0 | IDC | MERC/TECH 1/CAPEX/20142015/00362 | 2014-05-20 | 0 | 0 | 0 | 0 | 0 | 0 |  |  | 0 | 0 | 0 | 0
10 | Procurement of 315 MVA Spare GTR for 250 MW sets at New Parli & New Paras TPS | MERC/TECH 1/CAPEX/20142015/001 | 2014-10-01 | 11.32 | 0 | 0 | 0 | 0 | 0 |  |  | 0 | 0 | 0 | 0
10.1 | Procurement of 250 MVA Spare GTR | MERC/TECH 1/CAPEX/20142015/001 | 2014-10-01 | 11.32 | 13.4 | 13.4 | 0 | 0 | 0 |  |  | 0 | 0 | 0 | 0
13 | Construction of Concrete Roads & Spare Generator Transformer Foundation at Parli TPS | MERC/CAPEX/20162017/01172 | 2016-12-09 | 16.85 | 0 | 0 | 0 | 0 | 0 |  |  | 0 | 0 | 0 | 0
13.1 | Construction of concrete road from Gangakhed road to entrance of unit no.6,7 at NPTPS Parli V. | MERC/CAPEX/20162017/01172 | 2016-12-09 | 7.02 | 6.8552 | 6.8552 | 0 | 0 | 0 |  |  | 0 | 0 | 0 | 0
13.2 | Construction of internal concrete roads within premises of Unit 6 and 7. | MERC/CAPEX/20162017/01172 | 2016-12-09 | 7.55 | 5.9636 | 5.9636 | 0 | 0 | 0 |  |  | 0 | 0 | 0 | 0
13.3 | Construction of spare generator transformer foundation of Unit No. 6,7 at NPTPS Parli-V & Paras TPS | MERC/CAPEX/20162017/01172 | 2016-12-09 | 1.48 | 1.2848 | 1.2848 | 0 | 0 | 0 |  |  | 0 | 0 | 0 | 0
0 | IDC | MERC/CAPEX/20162017/01172 | 2016-12-09 | 0.8 | 0 | 0 | 0 | 0 | 0 |  |  | 0 | 0 | 0 | 0
14 | Procurement of battery breakers and weigh bridge for Parli Unit 6 & 7 | MERC/CAPEX/20172018/4711 | 2017-11-16 | 18.28 | 0 | 0 | 0 | 0 | 0 |  |  | 0 | 0 | 0 | 0
14.1 | Replacement of 220V station batteries, 360V UPS batteries, 24V DCS batteries , 360V UPS AHP batteries at U6 & U7 NPTPS | MERC/CAPEX/20172018/4711 | 2017-11-16 | 15.08 | 14.4773 | 14.4773 | 0 | 0 | 0 |  |  | 0 | 0 | 0 | 0
14.2 | Installation of Pit less weighbridge of 100 MT capacity. | MERC/CAPEX/20172018/4711 | 2017-11-16 | 0.3 | 0.29736 | 0.29736 | 0 | 0 | 0 |  |  | 0 | 0 | 0 | 0
14.3 | Procurement of SF 6 Generator Circuit Breaker Type- FKG1X | MERC/CAPEX/20172018/4711 | 2017-11-16 | 2.46 | 2.46 | 2.46 | 0 | 0 | 0 |  |  | 0 | 0 | 0 | 0
14.4 | Procurement of spare VCB’s trolleys. | MERC/CAPEX/20172018/4711 | 2017-11-16 | 0.31 | 0.50571 | 0.50571 | 0 | 0 | 0 |  |  | 0 | 0 | 0 | 0
0 | IDC | MERC/CAPEX/20172018/4711 | 2017-11-16 | 0.13 | 0 | 0 | 0 | 0 | 0 |  |  | 0 | 0 | 0 | 0
15 | First raising of ash bund from 426 Mtr. To 432 Mtr. Of Dautpur Ash Bund No. 2 for Unit No. 4, 6, 7 & 8 at Parli TPS. | MERC/CAPEX/20172018/4703 | 2017-11-16 | 45.5248 | 0 | 0 | 0 | 0 | 0 |  |  | 0 | 0 | 0 | 0
15.1 | First raising of ash bund from 426 Mtr. To 432 Mtr. Of Dautpur Ash Bund No. 2 for Unit No. 4, 6, 7 & 8 at Parli TPS. | MERC/CAPEX/20172018/4703 | 2017-11-16 | 44.1548 | 43.0947 | 43.0947 | 0 | 0 | 0 |  |  | 0 | 0 | 0 | 0
0 | IDC | MERC/CAPEX/20172018/4703 | 2017-11-16 | 1.37 | 0 | 0 | 0 | 0 | 0 |  |  | 0 | 0 | 0 | 0
16 | Renovation works of colony at Parli TPS | MERC/CAPEX/2018-2019/065 | 2019-03-05 | 13.1481 | 0 | 0 | 0 | 0 | 0 |  |  | 0 | 0 | 0 | 0
16.1 | Colony Renovation / Garden and relation works | MERC/CAPEX/2018-2019/065 | 2019-03-05 | 8.0503 | 5.9899 | 5.9899 | 0 | 0 | 0 |  |  | 0 | 0 | 0 | 0
16.2 | Colony Road work | MERC/CAPEX/2018-2019/065 | 2019-03-05 | 2.3051 | 2.0084 | 2.0084 | 0 | 0 | 0 |  |  | 0 | 0 | 0 | 0
16.3 | Colony Water supply, Sanitary and drinage line work | MERC/CAPEX/2018-2019/065 | 2019-03-05 | 2.7927 | 2.5145 | 2.5145 | 0 | 0 | 0 |  |  | 0 | 0 | 0 | 0
16.4 | Mangal Karyalaya and Community Hall work | MERC/CAPEX/2018-2019/065 | 2019-03-05 | 0 | 0 | 0 | 0 | 0 | 0 |  |  | 0 | 0 | 0 | 0
16.5 | Other Civil works | MERC/CAPEX/2018-2019/065 | 2019-03-05 | 0 | 0 | 0 | 0 | 0 | 0 |  |  | 0 | 0 | 0 | 0
17 | Various Civil Schemes at Parli TPS | MERC/CAPEX/20182019/020 | 2019-01-16 | 11.9987 | 0 | 0 | 0 | 0 | 0 |  |  | 0 | 0 | 0 | 0
17.1 | Repair work of Khadka road from Sangam T point TPS compound wall to Khadka pump house by providing and laying GSB and bituminous macadam surface on existing road at TPS Parli V | MERC/CAPEX/20182019/020 | 2019-01-16 | 6.1933 | 5.646 | 5.646 | 0 | 0 | 0 |  |  | 0 | 0 | 0 | 0
17.2 | Replacement of old A.C. / G.I. Sheets by new C.G.I. Sheets at Unit 4 and 5 TPS Parli Vaijnath | MERC/CAPEX/20182019/020 | 2019-01-16 | 0.38584 | 0.28061 | 0.28061 | 0 | 0 | 0 |  |  | 0 | 0 | 0 | 0
17.3 | Water supply pipe line from Way bridge to chummery gate at Old Power House premises TPS Parli Vaijnath | MERC/CAPEX/20182019/020 | 2019-01-16 | 1.4908 | 1.49 | 1.49 | 0 | 0 | 0 |  |  | 0 | 0 | 0 | 0
17.4 | Providing and fixing colour coated sheets for roofing and cladding of Major Store godowns (3 Nos.) at NPTPS Parli Vaijnath. | MERC/CAPEX/20182019/020 | 2019-01-16 | 0.32053 | 0.23293 | 0.23293 | 0 | 0 | 0 |  |  | 0 | 0 | 0 | 0
17.5 | Development of Major store unloading yard by providing RCC grade slab in unit 6 & 7 premises at NPTPS Parli V. | MERC/CAPEX/20182019/020 | 2019-01-16 | 2.7334 | 2.73 | 2.73 | 0 | 0 | 0 |  |  | 0 | 0 | 0 | 0
17.6 | Work of painting to service building, Main plant building and various Auxillarey buildings of unit No. 6&7 at New Parli Thermal Power Station. | MERC/CAPEX/20182019/020 | 2019-01-16 | 0.58999 | 0.43154 | 0.43154 | 0 | 0 | 0 |  |  | 0 | 0 | 0 | 0
17.6 | Construction of RCC cabins at various locations in unit No.6&7 premises at NPTPS Parli - V. | MERC/CAPEX/20182019/020 | 2019-01-16 | 0.28481 | 0.20461 | 0.20461 | 0 | 0 | 0 |  |  | 0 | 0 | 0 | 0
0 | IDC | MERC/CAPEX/20182019/020 | 2019-01-16 | 0 | 0 | 0 | 0 | 0 | 0 |  |  | 0 | 0 | 0 | 0
18 | Procurement & replacement of complete set of Economizer and LTSH upper & lower coils of Unit No. 6 & 7 at Parli TPS | MERC/CAPEX/2019-2020/419 | 2019-07-26 | 22.72 | 0 | 0 | 0 | 0 | 0 |  |  | 0 | 0 | 0 | 0
18.1 | Procurement & replacement of complete set of economizer upper & lower bank coils of Unit No. 6 | MERC/CAPEX/2019-2020/419 | 2019-07-26 | 10.6 | 12.505 | 12.5051 | -0.0001 | 0 | 0 |  |  | 0 | -0.0001 | 0 | 0
18.2 | Procurement & replacement of complete set of LTSH upper & lower bank coils for Parli TPS unit-7 | MERC/CAPEX/2019-2020/419 | 2019-07-26 | 10.6 | 12.3255 | 12.3284 | -0.0028903 | 0 | 0 |  |  | 0 | -0.0028903 | 0 | 0
0 | IDC | MERC/CAPEX/2019-2020/419 | 2019-07-26 | 1.52 | 0.81067 | 2.6307 | -1.82 | 0 | 0 |  |  | 0 | -1.82 | 0 | 0
19 | Schemes related to enhance the performance of Coal Handling Plant (2 x 250 MW) at Parli TPS | MERC/CAPEX/2019-2020/451 | 2019-07-30 | 10.72 | 0 | 0 | 0 | 0 | 0 |  |  | 0 | 0 | 0 | 0
19.1 | Procurement of 02 Nos. of BD155 Bulldozers for Parli TPS | MERC/CAPEX/2019-2020/451 | 2019-07-30 | 3.93 | 4.3293 | 4.3293 | 0 | 0 | 0 |  |  | 0 | 0 | 0 | 0
19.2 | Procurement of 02 Nos. of Locomotives(800 HP) for Parli TPS | MERC/CAPEX/2019-2020/451 | 2019-07-30 | 6.25 | 6.4416 | 6.4416 | 0 | 0 | 0 |  |  | 0 | 0 | 0 | 0
0 | IDC | MERC/CAPEX/2019-2020/451 | 2019-07-30 | 0.54 | 0 | 0 | 0 | 0 | 0 |  |  | 0 | 0 | 0 | 0
20 | Procurement of Energy Efficient Cartridges of boiler Feed Pumps at Unit # 6 & 7, Girth Gear, Pinion for BBD-4772 Coal Mills & Procurement, Installation, Commissioning of Variable Frequency Drive for Gravimetric Coal Feeders (2X250MW) at Parli TPS | MERC/CAPEX/2019-2020/476, MERC/CAPEX/2019-2020/858 | 01-08-2019, 10-10-2019 | 21.26 | 0 | 0 | 0 | 0 | 0 |  |  | 0 | 0 | 0 | 0
20.1 | Procurement & replacement of complete BFP Cartridge for advance class pump model FK-3B-40. | MERC/CAPEX/2019-2020/476, MERC/CAPEX/2019-2020/858 | 01-08-2019, 10-10-2019 | 14.39 | 14.1187 | 14.1187 | 0 | 0 | 0 |  |  | 0 | 0 | 0 | 0
20.2 | Procurement of girth gear pinion for BBD-4772 coal mill at Parli TPS & Work Cost for replacement of girth gear, pinion shaft bearing. | 0 | Not Approved | 0 | 0 | 0 | 0 | 0 | 0 |  |  | 0 | 0 | 0 | 0
20.3 | Procurement of VFD up-grade kit for replacement of existing Eddy current clutch drive system. | MERC/CAPEX/2019-2020/476, MERC/CAPEX/2019-2020/858 | 01-08-2019, 10-10-2019 | 5.94 | 5.9323 | 5.9323 | 0 | 0 | 0 |  |  | 0 | 0 | 0 | 0
20.4 | Supervision of Installation, erection and commissioning for DT-9 & VFD Upgrade system inclusive of travel charges Boarding and lodging. | MERC/CAPEX/2019-2020/476, MERC/CAPEX/2019-2020/858 | 01-08-2019, 10-10-2019 | 0.29 | 0.2832 | 0.2832 | 0 | 0 | 0 |  |  | 0 | 0 | 0 | 0
0 | IDC | MERC/CAPEX/2019-2020/476, MERC/CAPEX/2019-2020/858 | 01-08-2019, 10-10-2019 | 0.64 | 0.51658 | 0.51658 | 0 | 0 | 0 |  |  | 0 | 0 | 0 | 0
21 | HMI up-gradation of DCS U-6 & U-7 and Procurement of Assemblies for Reducer Gear box SZN-630 & SBN-630 for BBD-4772 (2 x 250 MW) coal mills at Parli TPS | MERC/CAPEX/2019-2020/854 | 2019-10-10 | 13.2 | 0 | 0 | 0 | 0 | 0 |  |  | 0 | 0 | 0 | 0
21.1 | Up gradation of MaxDNA DCS system (HMI Up gradation). | MERC/CAPEX/2019-2020/854 | 2019-10-10 | 10.49 | 9.06 | 9.4503 | -0.3903 | 0 | 0 |  |  | 0 | -0.3903 | 0 | 0
0 | IDC | 0 | - | 0 | 0.2009 | 0.72855 | -0.52766 | 0 | 0 |  |  | 0 | -0.52766
21.2 | Procurement of Spares for Reducer Gear box SZN-630 for BBD-4772 Coal mills of 250MW at Unit 6 | MERC/CAPEX/2019-2020/854 | 2019-10-10 | 1.01 | 1.0442 | 1.0442 | 0 | 0 | 0 |  |  | 0 | 0 | 0 | 0
21.3 | Procurement of Spares for Reducer Gear box SBN-630 for BBD-4772 Coal mills of 250MW at Unit 7 | MERC/CAPEX/2019-2020/854 | 2019-10-10 | 1.7 | 1.6232 | 1.6232 | 0 | 0 | 0 |  |  | 0 | 0 | 0 | 0
0 | IDC | MERC/CAPEX/2019-2020/854 | 2019-10-10 | 0 | 0 | 0 | 0 | 0 | 0 |  |  | 0 | 0 | 0 | 0
22 | Flue Gas Desulphurization (FGD) System at Unit 6 & 7 Parli TPS | MERC/CAPEX/2021-2022/0284 | 2022-06-27 | 145.0169 | 0 | 0 | 0 | 0 | 0 |  |  | 0 | 0 | 0 | 0
22.1 | Flue Gas Desulphurization (FGD) System at Unit 6 & 7 Parli TPS | MERC/CAPEX/2021-2022/0284 | 2022-06-27 | 138.44 | 154.8551 | 163.28 | -8.4249 | 0 | 0 |  |  | 0 | -8.4249 | 0 | 0
0 | IDC | MERC/CAPEX/2021-2022/0284 | 2022-06-27 | 6.5769 | 7.15 | 0 | 7.15 | 0 | 0 |  |  | 0 | 7.15 | 0 | 0
HO DPR-5 | Procurement of energy efficient HT motors at Bhusawal TPS, Koradi TPS, Chandrapur TPS, khaperkheda TPS, Parli TPS & Paras TPS as insurance spares | MERC/TECH 1/CAPEX/20142015/01218 | 2014-11-25 | 3.05 | 0 | 0 | 0 | 0 | 0 |  |  | 0 | 0 | 0 | 0
HO DPR-5a | Parli: Procurement of HT Motors (CHP-I Phase and CEP/CW/ACW-II Phase)for NPTPS U-6&7 | MERC/TECH 1/CAPEX/20142015/01218 | 2014-11-25 | 3.05 | 1.4099 | 1.4099 | 0 | 0 | 0 |  |  | 0 | 0 | 0 | 0
HO DPR-6 | Supply, Installation, Commissioning and Operation & Maintenance Services of Continuous Ambient Air Quality Monitoring Stations (CAAQMS) at various TPS | MERC/CAPEX/20162017/00423 | 2016-08-03 | 1.3258 | 0 | 0 | 0 | 0 | 0 |  |  | 0 | 0 | 0 | 0
HO DPR-6a | NEW PARLI (U-6 & 7) | MERC/CAPEX/20162017/00423 | 2016-08-03 | 1.3258 | 0.94127 | 0.94127 | 0 | 0 | 0 |  |  | 0 | 0 | 0 | 0
0 | IDC | 0 | - | 0 | 0.039604 | 0.039604 | 0 | 0 | 0 |  |  | 0 | 0
HO DPR 7 | Installation of Real Time Online Coal-Ash Analyzer at various TPS | MERC/CAPEX/20162017/00774 | 2016-09-30 | 7.0966 | 0 | 0 | 0 | 0 | 0 |  |  | 0 | 0 | 0 | 0
HO DPR 7a | NEW PARLI (U-6 & 7) | MERC/CAPEX/20162017/00774 | 2016-09-30 | 7.0966 | 0 | 0 | 0 | 0 | 0 |  |  | 0 | 0 | 0 | 0
HO DPR 8 | Replacement of Fire Tenders at Various Power Stations of Mahagenco | MERC/CAPEX/20172018/4653 | 2017-11-13 | 3.97 | 0 | 0 | 0 | 0 | 0 |  |  | 0 | 0 | 0 | 0
HO DPR 8.1 | Advance Multipurpose Fire Tender for Parli 6-7 | MERC/CAPEX/20172018/4653 | 2017-11-13 | 2.72 | 1.7765 | 1.7765 | 0 | 0 | 0 |  |  | 0 | 0 | 0 | 0
HO DPR 8.2 | Normal Multipurpose Fire Tender Parli 6-7 | MERC/CAPEX/20172018/4653 | 2017-11-13 | 1.25 | 0 | 0 | 0 | 0 | 0 |  |  | 0 | 0 | 0 | 0
0 | IDC | MERC/CAPEX/20172018/4653 | 2017-11-13 | 0 | 0 | 0 | 0 | 0 | 0 |  |  | 0 | 0 | 0 | 0
HO DPR 10 | Implementation of IB recommendations- Civil works at various TPS of Mahagenco | MERC/CAPEX/20172018/0177 | 2018-02-06 | 2.36 | 0 | 0 | 0 | 0 | 0 |  |  | 0 | 0 | 0 | 0
HO DPR 10a | NEW PARLI (U-6 & 7) | MERC/CAPEX/20172018/0177 | 2018-02-06 | 2.36 | 2.585 | 2.585 | 0 | 0 | 0 |  |  | 0 | 0 | 0 | 0
HO DPR 15 | Procurement & Replacement of Complete Sets of Air Pre-heater Baskets at Nashik, Parli & Chandrapur TPS of Mahagenco | MERC/CAPEX/2019-2020/643 | 2019-08-26 | 2.12 | 0 | 0 | 0 | 0 | 0 |  |  | 0 | 0 | 0 | 0
HO DPR 15a | Procurement and Replacement of Complete sets of assembly of baskets for air preheater of type tri-sector APH 27 VI(T) 74” in NTPS unit no. 4 & 5 (210MW). (2 Sets Per Unit) | MERC/CAPEX/2019-2020/643 | 2019-08-26 | 2.12 | 2.458 | 2.458 | 0 | 0 | 0 |  |  | 0 | 0 | 0 | 0
HO DPR 16 | Construction of new Administrative Building for Mahagenco at Vidyut Bhawan, Katol Road, Nagpur | MERC/CAPEX/2021-2022/MSPGCL/063 | 2022-02-12 | 57 | 0 | 0 | 0 | 0 | 0 |  |  | 0 | 0
HO DPR 16.1 | Construction of new Administrative Building for Mahagenco at Vidyut Bhawan, Katol Road, Nagpur | MERC/CAPEX/2021-2022/MSPGCL/063 | 2022-02-12 | 54.24 | 0 | 0 | 0 | 0 | 0 |  |  | 0 | 0
0 | IDC | MERC/CAPEX/2021-2022/MSPGCL/063 | 2022-02-12 | 2.76 | 0 | 0 | 0 | 0 | 0 |  |  | 0 | 0
HO DPR 17 | Centralized Monitoring Solution | MERC/CAPEX/MSPGCL/2023-24/0576 | 2023-11-02 | 69.309 | 0 | 0 | 0 | 0 | 0 |  |  | 0 | 0
HO DPR 17.1 | Centralized Monitoring Solution | MERC/CAPEX/MSPGCL/2023-24/0576 | 2023-11-02 | 66.009 | 4.46 | 4.46 | 0 | 0 | 0 |  |  | 0 | 0
0 | IDC | MERC/CAPEX/MSPGCL/2023-24/0576 | 2023-11-02 | 3.3 | 0 | 0 | 0 | 0 | 0 |  |  | 0 | 0
23 | Coal Handling Plant Environment Improvement Schemes at U-6&7 CHP (2X250MW) Parli TPS | Yet to be approve | - | 0 | 0 | 0 | 0 | 0 | 0 |  |  | 0 | 0 | 0 | 0
23.1 | Scheme-1: Design, Engineering, Manufacturing, Supply, Installation and Commissioning of Dedusting System ( Dust Extraction System) for Crusher House and Bunker House at Unit -6 & 7 at CHP Parli TPS. | Yet to be approve | - | 0 | 12.96 | 12.96 | 0 | 0 | 0 |  |  | 0 | 0 | 0 | 0
23.2 | Scheme-2: Supply, Installation, Erection & Commissioning of medium velocity water spray dust suppression system at CHP U-6/7 coal yard Crusher house & Link Conveyor at Parli TPS. | Yet to be approve | - | 0 | 3.52 | 3.52 | 0 | 0 | 0 |  |  | 0 | 0 | 0 | 0
23.3 | Scheme-3: Supply, Installation, Commissioning of Fire Hydrant & Spray line above ground around stacker yard and crusher house, wagon tippler through conveyor belt with DV & DV Shed at CHP U-6/7. | Yet to be approve | - | 0 | 3.54 | 3.54 | 0 | 0 | 0 |  |  | 0 | 0 | 0 | 0
23.4 | Scheme-4: Design, Manufacturing, Supply, Erection and Commissioning of DRY FOG Dust Suppression system at Wagon Tippler, Conveyor Belt Transfer point at U-6/7 CHP Parli TPS. | Yet to be approve | - | 0 | 7 | 7 | 0 | 0 | 0 |  |  | 0 | 0 | 0 | 0
0 | IDC | Yet to be approve | - | 0 | 0 | 0 | 0 | 0 | 0 |  |  | 0 | 0 | 0 | 0
24 | Coal Mill Performance Improvement Schemes at U-6 & 7 (2 x 250 MW) Parli TPS | Yet to be approve | - | 0 | 0 | 0 | 0 | 0 | 0 |  |  | 0 | 0 | 0 | 0
24.1 | Scheme-1: Procurement And Replacement Of Internals For Reducer Gear Box Szn-630 & Sbn-630 for Bbd-4772 Coal Mills Of 250mw At Unit 6,7 Parli | Yet to be approve | - | 0 | 6.5 | 6.5 | 0 | 0 | 0 |  |  | 0 | 0 | 0 | 0
24.2 | Scheme-2: Supply, Replacement, Erection And Installation Of Foundation Deck Springs Assembly (Vibration Isolation System) For Bbd-4772 Coal Mill Of For 250mw Unit-6&7 At Parli Tps.. | Yet to be approve | - | 0 | 4.01 | 4.01 | 0 | 0 | 0 |  |  | 0 | 0 | 0 | 0
24.3 | Scheme-3: Procurement And Installation of Girth Gear And Pinion Of Coal Mill Bbd-4772 For Unit-6,7 At Parli TPS. | Yet to be approve | - | 0 | 14.24 | 14.24 | 0 | 0 | 0 |  |  | 0 | 0
24.4 | Scheme-4: Procurement And Installation of Drive Shaft Assembly Of Coal Mill BBD-4772 For Unit-6 ,7 At Parli TPS. | Yet to be approve | - | 0 | 9.18 | 9.18 | 0 | 0 | 0 |  |  | 0 | 0
24.5 | Scheme-5: Procurement And Replacement of Bearing Shell Liner For Bbd-4772 Coal Mills Of 250mw At Unit 6,7 Parli TPS. | Yet to be approve | - | 0 | 8.19 | 8.19 | 0 | 0 | 0 |  |  | 0 | 0
0 | IDC | Yet to be approve | - | 0 | 2 | 2 | 0 | 0 | 0 |  |  | 0 | 0
25 | Administrative building | Yet to be approved | - | 0 | 0 | 0 | 0 | 0 | 0 |  |  | 0 | 0
25.1 | Administrative building | Yet to be approved | - | 0 | 0 | 0 | 0 | 0 | 0 |  |  | 0 | 0
26 | DPR on Refurbishment of spare HPT module (Common pool item) at TM U#6,7 Parli TPS, Upgradation of Air Temperature Controlling system & Supply, Installation and commissioning of unit-6 air compressor & Upgradation of existing chiller AC plant for PCR,Service Building,VFD area at NPTPS Parli -V at TPS Parli -V | Yet to be approved | - | 0 | 0 | 0 | 0 | 0 | 0 |  |  | 0 | 0
26.1 | Refurbishment of spare HPT module (Common pool item) at TM U#6,7 Parli TPS | Yet to be approved | - | 0 | 9.21 | 9.21 | 0 | 0 | 0 |  |  | 0 | 0
26.2 | Design, Erection, Testing & Commissioning of Energy Efficient Air Washer (cooling) System at Unit 6&7 NPTPS, Parli-V. | Yet to be approved | - | 0 | 14.61 | 14.61 | 0 | 0 | 0 |  |  | 0 | 0
26.3 | Upgradation of reciprocating compressor into screw compressor at U#6 | Yet to be approved | - | 0 | 9.21 | 9.21 | 0 | 0 | 0 |  |  | 0 | 0
26.4 | Upgradation of existing chiller AC plant for PCR,Service Building,VFD area at NPTPS Parli -V | Yet to be approved | - | 0 | 8.62 | 8.62 | 0 | 0 | 0 |  |  | 0 | 0
0 | IDC | 0 | - | 0 | 1.41 | 1.41 | 0 | 0 | 0 |  |  | 0 | 0
Covid Related Work | U#6,7 Medical02 Oxygen Gr&Cyl Ozonization Plant501 | N.A. | - | 0 | 3.8414 | 3.8414 | 0 | 0 | 0 |  |  | 0 | 0
0 | 0 | 0 | - | 0 | 0 | 0 | 0 | 0 | 0 |  |  | 0 | 0
B | Asset received from Project of 6-7 | 0 | - | 0 | 0 | 0 | 0 | 0 | 0 |  |  | 0 | 0
1 | Enhanced Land Compensation LAR No-127/2003 | N.A. | - | 0 | 0.72651 | 0.72651 | 0 | 0 | 0 |  |  | 0 | 0
2 | Assets rec. from Project Boiler Plant and Equipments | N.A. | - | 0 | 14.2796 | 14.2796 | 0 | 0 | 0 |  |  | 0 | 0
3 | Assets rec. from Project & CivilBoiler Plant and Equipments | N.A. | - | 0 | 0.11889 | 0.11889 | 0 | 0 | 0 |  |  | 0 | 0
4 | Received from project 2010-11 - mechanical works o f Boiler Plant and Equipments | N.A. | - | 0 | 0.11889 | 0.11889 | 0 | 0 | 0 |  |  | 0 | 0
5 | Assets Received from project 2010-11 - Ash handling plant | N.A. | - | 0 | 0.076351 | 0.076351 | 0 | 0 | 0 |  |  | 0 | 0
6 | Bolero Jeep MH 19 AE 6941 | N.A. | - | 0 | 0.04236 | 0.04236 | 0 | 0 | 0 |  |  | 0 | 0
7 | Land owned under full title | N.A. | - | 0 | 0.60786 | 0.60786 | 0 | 0 | 0 |  |  | 0 | 0
8 | Assets rec. from Project & CivilBoiler Plant and Equipments | N.A. | - | 0 | 2.6343 | 2.6343 | 0 | 0 | 0 |  |  | 0 | 0
9 | Received from project 2010-11 - mechanical works o f Boiler Plant and Equipments | N.A. | - | 0 | 2.6343 | 2.6343 | 0 | 0 | 0 |  |  | 0 | 0
10 | Received from Project 2010-11 - Crane Hoising Equipment | N.A. | - | 0 | 0.012011 | 0.012011 | 0 | 0 | 0 |  |  | 0 | 0
11 | Enhancd Land CompnstnLarNo134/2003 Srvy No3Jlalp | 0 | - | 0 | 0.47069 | 0.47069 | 0 | 0 | 0 |  |  | 0 | 0
12 | Enhancd Land CompnstnLarNo273/2010Sangam Gat24,54, | 0 | - | 0 | 0.32732 | 0.32732 | 0 | 0 | 0 |  |  | 0 | 0
13 | Enhancd Land CompnstnLarNo273/2010Sangam Gat24,54, | 0 | - | 0 | 0.087899 | 0.087899 | 0 | 0 | 0 |  |  | 0 | 0
14 | Received from project 2010-11 - mechanical works of Boiler Plant and Equipments | 0 | - | 0 | 6.8808 | 6.8808 | 0 | 0 | 0 |  |  | 0 | 0
15 | Compnsn payment agst land acquired | 0 | - | 0 | 1.1658 | 1.1658 | 0 | 0 | 0 |  |  | 0 | 0
C | Yet to be submitted to MERC | 0 | - | 0 | 0 | 0 | 0 | 0 | 0 |  |  | 0 | 0
2 | Upgradation of PCAL to PADO upgradation Charger, UPS & upgradation of fast bus transfer scheme, Installation, Erection and Commissioning of Mill Fire Detection System at U#6,7, HT motors procurement & PLC upgradation. | Yet to be approved | - | 0 | 0 | 0 | 0 | 0 | 0 |  |  | 0 | 0
2.1 | Supply, Erection & Commissioning of 24 V,4500 AH Battery Charger at Unit 6&7,220 V,2500 AH Battery Charger at U-6&7, And110 V,400 AH Battery Charger at Khadka, Naikota Pump House, Parli Vaijnath. | Yet to be approved | - | 0 | 6.73 | 6.73 | 0 | 0 | 0 |  |  | 0 | 0
2.2 | Supply, Erection & Commissioning of 80 KVA UPS at U-6&7, Parli Vaijnath. | Yet to be approved | - | 0 | 1.7851 | 1.7851 | 0 | 0 | 0 |  |  | 0 | 0
2.3 | Up-gradation of BTS system at Unit 6 & 7 , Parli-Vaijnath. | Yet to be approved | - | 0 | 5.3761 | 5.3761 | 0 | 0 | 0 |  |  | 0 | 0
2.4 | Supply Installation, erection, and commissioning of Mill fire detection system at U# 6,7 NPTPS, Parli- V | Yet to be approved | - | 0 | 2.9378 | 2.9378 | 0 | 0 | 0 |  |  | 0 | 0
2.5 | Upgradation of Existing PCal System with Plant Performance Analysis Diagnostic and Optimization System (PADO) at Unit - 6,7 New Parli TPS, Parli-V. | Yet to be approved | - | 0 | 2.7534 | 2.7534 | 0 | 0 | 0 |  |  | 0 | 0
2.6 | Upgradation of expired and vulnerable SCADA, Operating System, and Hardware to improve life and communication system of DM Plant and Condenser Polishing Plant Unit 6&7 250 MW at NPTPS Parli V". | Yet to be approved | - | 0 | 4.58 | 4.58 | 0 | 0 | 0 |  |  | 0 | 0
2.7 | Procurement of Energy efficient HT motors at U#6,7, TPS Parli-V | Yet to be approved | - | 0 | 19.4028 | 19.4028 | 0 | 0 | 0 |  |  | 0 | 0
0 | IDC | 0 | - | 0 | 0.8 | 0.8 | 0 | 0 | 0 |  |  | 0 | 0
3 | DPR on Supply, Installation, and commissioning of complete Governing rack assembly at Unit -06 & 07 TPS Parli-V & Procurement of LPT inner-inner casing at Unit 07 TPS Parli-V. | Yet to be approved | - | 0 | 0 | 0 | 0 | 0 | 0 |  |  | 0 | 0
3.1 | Supply, Installation and Commissioning of complete governing rack assembly at Unit-06 TPS ,PARLI-V | Yet to be approved | - | 0 | 23.4231 | 23.4231 | 0 | 0 | 0 |  |  | 0 | 0
3.2 | Procurement of LPT inner-inner casing at Unit- 7 TPS, Parli-V | Yet to be approved | - | 0 | 15.57 | 15.57 | 0 | 0 | 0 |  |  | 0 | 0
0 | IDC | Yet to be approved | - | 0 | 0 | 0 | 0 | 0 | 0 |  |  | 0 | 0
4 | DPR on Procurement of BFP pumps, BFP booster pumps at Unit 6,7 Parli Vaijnath. Refurbishment of existing M/s Jindal make H2 gas Dryer, Refurbishment of existing M/s Donaldson make Instrument Air Dryer at Unit#6 Parli TPS & Repair and refurbishment of flowmore make ACW pump v.t model 24h/2 stage drawing no. csd/96502082k5(A)& HSC booster pump model fig 5821 size 350 x 300 drawing no. csd/96502082k5(b) at unit#6,7. | Yet to be approved | - | 0 | 0 | 0 | 0 | 0 | 0 |  |  | 0 | 0
4.1 | Procurement of Energy Efficient Cartridges of Boiler Feed Pumps at Unit #6&7 Parli TPS and BFP booster pumps at Unit 6,7 Parli Vaijnath. | Yet to be approved | - | 0 | 0 | 0 | 0 | 15 | 15 |  |  | 15 | 0
4.2 | Refurbishment of existing M/s Jindal make H2 gas Dryer at Unit #6&7 Parli TPS | Yet to be approved | - | 0 | 0 | 0 | 0 | 3.51 | 3.51 |  |  | 3.51 | 0
4.3 | Refurbishment of existing M/s Donaldson make Instrument Air Dryer at Unit#6 Parli TPS | Yet to be approved | - | 0 | 0 | 0 | 0 | 4.59 | 4.59 |  |  | 4.59 | 0
4.4 | Repair and refurbishment of flowmore make ACW pump v.t model 24h/2 stage drawing no. csd/96502082k5(A)& HSC booster pump model fig 5821 size 350 x 300 drawing no. csd/96502082k5(b) at unit#6,7. | Yet to be approved | - | 0 | 0 | 0 | 0 | 3.89 | 3.89 |  |  | 3.89 | 0
0 | IDC | Yet to be approved | - | 0 | 0 | 0 | 0 | 0 | 0 |  |  | 0 | 0
5 | Bolier Improvement schemes at U#6,7 Parli TPS | Yet to be approved | - | 0 | 0 | 0 | 0 | 0 | 0 |  |  | 0 | 0
5.1 | Procurment & replacement of Four complete set of APH basket ay U#6 & 7 | Yet to be approved | - | 0 | 5 | 5 | 0 | 5 | 5 |  |  | 5 | 0
5.2 | PROCUREMENT & REPLACEMENT OF COAL COMPARATMENT ASSEMBLIES FOR 250 MW UNIT-6 & 7 AT PARLI TPS | Yet to be approved | - | 0 | 1.25 | 1.25 | 0 | 1.3 | 1.3 |  |  | 1.3 | 0
5.3 | Procurement & replacement of complete set of Reheater coils for U- 6 & 7 | Yet to be approved | - | 0 | 11 | 11 | 0 | 11.5 | 11.5 |  |  | 11.5 | 0
5.4 | Procurement & replacement of complete set of Platen SH coil for U- 6 & 7 | Yet to be approved | - | 0 | 12.5 | 12.5 | 0 | 13 | 13 |  |  | 13 | 0
5.5 | Procurement & replacement of shell liner for U-6&7 | Yet to be approved | - | 0 | 1.1 | 1.1 | 0 | 2.4 | 2.4 |  |  | 2.4 | 0
5.6 | Procurement & replacement of FD fan assembly with blade set at U#6,7 | Yet to be approved | - | 0 | 0 | 0 | 0 | 8 | 8 |  |  | 8 | 0
0 | IDC | Yet to be approved | - | 0 | 0 | 0 | 0 | 0 | 0 |  |  | 0 | 0
6 | Bolier plant performance Improvement schemes at U#6,7 Parli TPS | Yet to be approved | - | 0 | 0 | 0 | 0 | 0 | 0 |  |  | 0 | 0
6.1 | PROCUREMENT & REPLACEMENT OF COAL COMPARATMENT ASSEMBLIES FOR 250 MW UNIT-6 & 7 AT PARLI TPS | Yet to be approved | - | 0 | 0 | 0 | 0 | 0 | 0 |  |  | 0 | 0
6.2 | Procurement & replacement of shell liner for U-6&7 | Yet to be approved | - | 0 | 0 | 0 | 0 | 0 | 0 |  |  | 0 | 0
6.3 | Procurement & replacement of water wall Z panel & water wall soot blower panel at U#6,7 | Yet to be approved | - | 0 | 0 | 0 | 0 | 0 | 0 |  |  | 0 | 0
6.4 | Procurement & Replacement of Two complete set of APH Baskets at 250 MW Unit-7, Parli TPS. | Yet to be approved | - | 0 | 0 | 0 | 0 | 0 | 0 |  |  | 0 | 0
0 | IDC | Yet to be approved | - | 0 | 0 | 0 | 0 | 0 | 0 |  |  | 0 | 0
7 | ESP Upgradation at U#6,7 | Yet to be approved | - | 0 | 0 | 0 | 0 | 0 | 0 |  |  | 0 | 0
7.1 | Procurement & replacement of all emitting coils & collecting plates of ESP & Procurement & replacement of ESP internals at U#6,7 Parli TPS & Replacement of thermal insulation of boiler, ducts & steam piping along with supply | Yet to be approved | - | 0 | 0 | 0 | 0 | 0 | 0 |  |  | 0 | 0
7.2 | Replacement of thermal insulation of boiler, ducts & steam piping along with supply | Yet to be approved | - | 0 | 0 | 0 | 0 | 0 | 0 |  |  | 0 | 0
0 | IDC | Yet to be approved | - | 0 | 0 | 0 | 0 | 0 | 0 |  |  | 0 | 0
8 | Augmentation of Dautpur & Sandawa premises water recovery system | Yet to be approved | - | 0 | 0 | 0 | 0 | 0 | 0 |  |  | 0 | 0
8.1 | Supply, erection & commissioning of VT pumps for waste water recovery at TM-NPTPS, Parli-V | Yet to be approved | - | 0 | 9.3 | 9.3 | 0 | 0 | 0 |  |  | 0 | 0
8.2 | RENOVATION OF ASH WATER RECOVERY SUPPLY SYSTEM INCLUDING ERECTION & COMMISSIONING LT BOARD 11KV/415V SUBSTATION WITH 11KV OH LINE AT SANDWA & DAUTPUR PUMP HOUSE | Yet to be approved | - | 0 | 12.42 | 12.42 | 0 | 0 | 0 |  |  | 0 | 0
8.3 | Construction of New Sandwa recovery pump house at NPTPS Parli Vaijnath. | Yet to be approved | - | 0 | 4.14 | 4.14 | 0 | 0 | 0 |  |  | 0 | 0
0 | IDC | Yet to be approved | - | 0 | 0 | 0 | 0 | 0 | 0 |  |  | 0 | 0
9 | DPR on Modification of governing system from low pressure to high pressure at Unit-06 TPS, PARLI-V and Procurement of CW pumps at Unit 6,7 Parli Vaijnath. | Yet to be approved | - | 0 | 0 | 0 | 0 | 0 | 0 |  |  | 0 | 0
9.1 | Modification of governing system from low pressure to high pressure at Unit-06 TPS, PARLI-V | 0 | - | 0 | 0 | 0 | 0 | 15 | 15 |  |  | 15 | 0
9.2 | Procurement of CW pumps at Unit 6,7 Parli Vaijnath | Yet to be approved | - | 0 | 0 | 0 | 0 | 23 | 23 |  |  | 23 | 0
0 | IDC | Yet to be approved | - | 0 | 0 | 0 | 0 | 0 | 0 |  |  | 0 | 0
10 | DPR on Procurement of HP, IP and LP Turbine bladesat Unit 6,7 Parli Vaijnath. | Yet to be approved | - | 0 | 0 | 0 | 0 | 0 | 0 |  |  | 0 | 0
10.1 | Procurement of HP, IP and LP Turbine blade set Unit 6,7 Parli Vaijnath. | Yet to be approved | - | 0 | 0 | 0 | 0 | 25 | 25 |  |  | 25 | 0
0 | IDC | Yet to be approved | - | 0 | 0 | 0 | 0 | 0 | 0 |  |  | 0 | 0
11 | DPR on Procurement of CEP pumps | Yet to be approved | - | 0 | 0 | 0 | 0 | 0 | 0 |  |  | 0 | 0
11.1 | Procurement of CEP pumps | Yet to be approved | - | 0 | 0 | 0 | 0 | 25 | 25 |  |  | 25 | 0
0 | IDC | Yet to be approved | - | 0 | 0 | 0 | 0 | 0 | 0 |  |  | 0 | 0
12 | DPR on Retrofitting of NDCT at Unit 6,7 Parli Vaijnath. and Upgradation of existing chiller AC plant for at Unit 7 Parli Vaijnath. | Yet to be approved | - | 0 | 0 | 0 | 0 | 0 | 0 |  |  | 0 | 0
12.1 | Retrofitting of NDCT at Unit 6,7 Parli Vaijnath. | Yet to be approved | - | 0 | 0 | 0 | 0 | 25 | 25 |  |  | 25 | 0
12.2 | Upgradation of existing chiller AC plant for at Unit 7 Parli Vaijnath. | Yet to be approved | - | 0 | 0 | 0 | 0 | 9 | 9 |  |  | 9 | 0
0 | IDC | Yet to be approved | - | 0 | 0 | 0 | 0 | 0 | 0 |  |  | 0 | 0
13 | DPR on various types of coolers at TPS Parli-Vaijnath | Yet to be approved | - | 0 | 0 | 0 | 0 | 0 | 0 |  |  | 0 | 0
13.1 | Procurement of H2 cooler, BFP coolers, generator exciter cooler, seal oil coolers at Unit 6,7 Parli Vaijnath. | Yet to be approved | - | 0 | 0 | 0 | 0 | 28 | 28 |  |  | 28 | 0
0 | IDC | Yet to be approved | - | 0 | 0 | 0 | 0 | 0 | 0 |  |  | 0 | 0
14 | DPR on Upgradation of screw type compressor at U#7 Parli Vaijnath., Supply, erection & commissioning of Fire Fighting pressure system (pneumatic) at unit 6,7 and 8 at PTPS, Parli-V and Procurement of BFP discharge valve, BFP recirculation valve and gland steam inlet / outlet valves at Unit 6,7 Parli Vaijnath. | Yet to be approved | - | 0 | 0 | 0 | 0 | 0 | 0 |  |  | 0 | 0
14.1 | Upgradation of screw type compressor at U#7 Parli Vaijnath. | Yet to be approved | - | 0 | 0 | 0 | 0 | 11 | 11 |  |  | 11 | 0
14.2 | Supply, erection & commissioning of Fire Fighting pressure system (pneumatic) at unit 6,7 and 8 at PTPS, Parli-V | Yet to be approved | - | 0 | 0 | 0 | 0 | 12 | 12 |  |  | 12 | 0
14.3 | Procurement of BFP discharge valve, BFP recirculation valve and gland steam inlet / outlet valves at Unit 6,7 Parli Vaijnath. | Yet to be approved | - | 0 | 0 | 0 | 0 | 11 | 11 |  |  | 11 | 0
0 | IDC | Yet to be approved | - | 0 | 0 | 0 | 0 | 0 | 0 |  |  | 0 | 0
15 | COAL HANDLING PLANT PERFORMANCE IMPROVEMENT BY SYSTEM UPGRADATION AT Unit 6 ,7 CHP ( 2X 250MW), Parli TPS. | Yet to be approved | - | 0 | 0 | 0 | 0 | 0 | 0 |  |  | 0 | 0
15.1 | Refurbishment of single stream conveyor drives : Procurement of Various types of Gearbox for single stream conveyor drives of 2X 250 MW CHP U6&7 Parli TPS. | Yet to be approved | - | 0 | 8.37 | 8.37 | 0 | 0 | 0 |  |  | 0 | 0
15.2 | Refurbishment of single stream conveyor drives : Procurement of Various types of fluid couplings for single stream conveyor drives of 2X 250 MW CHP U6&7 Parli TPS. | Yet to be approved | - | 0 | 0.46 | 0.46 | 0 | 0 | 0 |  |  | 0 | 0
15.3 | Refurbishment of single stream conveyor drives : Procurement of ENERGY EFFICIENT HT MOTORS for single stream conveyor drives of 2X 250 MW CHP U6&7 Parli TPS. | Yet to be approved | - | 0 | 2.87 | 2.87 | 0 | 0 | 0 |  |  | 0 | 0
15.4 | Refurbishment of single stream conveyor drives : Procurement of HT vacuum circuit breakers for single stream conveyor drives of 2X 250 MW CHP U6&7 Parli TPS. | Yet to be approved | - | 0 | 0.78 | 0.78 | 0 | 0 | 0 |  |  | 0 | 0
15.5 | Supply, Erection & Commissioning of street light from U6/7 railway gate to loco shed of CHP U6/7 NPTPS Parli-V | Yet to be approved | - | 0 | 1.25 | 1.25 | 0 | 0 | 0 |  |  | 0 | 0
15.6 | Strengthening of U-6 Bunkers at CHP NPTPS | Yet to be approved | - | 0 | 8.79 | 8.79 | 0 | 0 | 0 |  |  | 0 | 0
15.7 | Supply and commissioning of Suspended Magnets for U-6,7 CHP NPTPS | Yet to be approved | - | 0 | 2.55 | 2.55 | 0 | 0 | 0 |  |  | 0 | 0
15.8 | Modification of 60 KG rail track with laying crossover turnout at NMVP sliding CHP NPTPS | Yet to be approved | - | 0 | 4.75 | 4.75 | 0 | 0 | 0 |  |  | 0 | 0
0 | IDC | Yet to be approved | - | 0 | 0 | 0 | 0 | 0 | 0 |  |  | 0 | 0
16 | DPR for normalization and stabilization of coal handling plant performance at Parli TPS | 0 | - | 0 | 0 | 0 | 0 | 0 | 0 |  |  | 0 | 0
16.1 | Procurement of U-6,7 W/T Major spares | Yet to be approved | - | 0 | 0 | 0 | 0 | 10 | 10 |  |  | 10 | 0
16.2 | Supply of impact crusher major spares for CHP U-6/7 | Yet to be approved | - | 0 | 0 | 0 | 0 | 5 | 5 |  |  | 5 | 0
16.3 | Provision of Soft starter / VFD for Various conveyor | Yet to be approved | - | 0 | 0 | 0 | 0 | 8 | 8 |  |  | 8 | 0
16.4 | Upgradation of siemens make PLC at U-6/7. | Yet to be approved | - | 0 | 0 | 0 | 0 | 8 | 8 |  |  | 8 | 0
16.5 | Procurement of U-6/7 Stacker reclaimer major spares | Yet to be approved | - | 0 | 0 | 0 | 0 | 12 | 12 |  |  | 12 | 0
16.6 | Design, supply and commissioning of solar operated lighting system in CHP U-6,7 | Yet to be approved | - | 0 | 0 | 0 | 0 | 15 | 15 |  |  | 15 | 0
16.7 | Installation of CCTV survillance system alongwith all conveyors. | Yet to be approved | - | 0 | 0 | 0 | 0 | 4 | 4 |  |  | 4 | 0
16.8 | Upgradation / Retrofication of Bunker Lifts of Unit-6 & Unit-7 at CHP TPS Parli-V. | Yet to be approved | - | 0 | 0 | 0 | 0 | 3.25 | 3.25 |  |  | 3.25 | 0
0 | IDC | Yet to be approved | - | 0 | 0 | 0 | 0 | 0 | 0 |  |  | 0 | 0
17 | DPR for maximiation of Coal Handling Plant efficiency. | Yet to be approved | - | 0 | 0 | 0 | 0 | 0 | 0 |  |  | 0 | 0
17.1 | W/T control room & bunker house battery & UPS upgradation | Yet to be approved | - | 0 | 0 | 0 | 0 | 0 | 0 |  |  | 0 | 0
17.2 | Provision of Soft starter / VFD for Various conveyor | Yet to be approved | - | 0 | 0 | 0 | 0 | 0 | 0 |  |  | 0 | 0
17.3 | Structure Strengthening of Conveyor NO. 3 and Stacker Reclaimer Rail at U-6/7 CHP | Yet to be approved | - | 0 | 0 | 0 | 0 | 0 | 0 |  |  | 0 | 0
17.4 | Modernization/modification of Conveyor HT/LT cables at U-6/7 CHP. | Yet to be approved | - | 0 | 0 | 0 | 0 | 0 | 0 |  |  | 0 | 0
17.5 | Modernization of EOT cranes and Hoist at various junction tower and various location of CHP U-6/7 | Yet to be approved | - | 0 | 0 | 0 | 0 | 0 | 0 |  |  | 0 | 0
17.6 | Renovation / retrofitting of shuttle conveyor at CHP U-6/7. | Yet to be approved | - | 0 | 0 | 0 | 0 | 0 | 0 |  |  | 0 | 0
17.7 | Upgradation/renovation of bunker lift at RSC-6 & 7 of CHP U-6/7 | Yet to be approved | - | 0 | 0 | 0 | 0 | 0 | 0 |  |  | 0 | 0
0 | IDC | Yet to be approved | - | 0 | 0 | 0 | 0 | 0 | 0 |  |  | 0 | 0
18 | DPR on life enhancement of Coal Handling Plant | Yet to be approved | - | 0 | 0 | 0 | 0 | 0 | 0 |  |  | 0 | 0
18.1 | Renovation, upgradation & capacity enhancement of LT switch gear panels at W/T, S/R and CHP control Switch board at CHP U-6/7. | Yet to be approved | - | 0 | 0 | 0 | 0 | 0 | 0 |  |  | 0 | 0
18.2 | Procurement & installation of Belt tear detection system | Yet to be approved | - | 0 | 0 | 0 | 0 | 0 | 0 |  |  | 0 | 0
18.3 | Conveyor gravity takeup infrastructure strengthening work | Yet to be approved | - | 0 | 0 | 0 | 0 | 0 | 0 |  |  | 0 | 0
18.4 | Replacement of vibrating feeder-I with Apron Feeder at CHP U-6/7. | Yet to be approved | - | 0 | 0 | 0 | 0 | 0 | 0 |  |  | 0 | 0
0 | IDC | Yet to be approved | - | 0 | 0 | 0 | 0 | 0 | 0 |  |  | 0 | 0
19 | DPR for stabiliazation of Coal Handling Performance. | Yet to be approved | - | 0 | 0 | 0 | 0 | 0 | 0 |  |  | 0 | 0
19.1 | Drive modification of Stacker Reclaimer slewing system. | Yet to be approved | - | 0 | 0 | 0 | 0 | 0 | 0 |  |  | 0 | 0
19.2 | Retrofitting of Side Arm Charger-I & II at CHP U-6,7 | Yet to be approved | - | 0 | 0 | 0 | 0 | 0 | 0 |  |  | 0 | 0
19.3 | Provision of open Wagon Tippler at CHP U-6/7 | Yet to be approved | - | 0 | 0 | 0 | 0 | 0 | 0 |  |  | 0 | 0
19.4 | Refurbishment of Apron Feeder at CHP U-6,7 | Yet to be approved | - | 0 | 0 | 0 | 0 | 0 | 0 |  |  | 0 | 0
0 | IDC | Yet to be approved | - | 0 | 0 | 0 | 0 | 0 | 0 |  |  | 0 | 0
20 | Procurement & Replacement of 220V station batteries, 360V UPS batteries, 24V DCS batteries , 360V UPS AHP batteries at U6 & U7 NPTPS | Yet to be approved | - | 0 | 0 | 0 | 0 | 0 | 0 |  |  | 0 | 0
20.1 | Procurement & Replacement of 220V station batteries, 360V UPS batteries, 24V DCS batteries , 360V UPS AHP batteries at U6 & U7 NPTPS | Yet to be approved | - | 0 | 0 | 0 | 0 | 0 | 0 |  |  | 0 | 0
0 | IDC | Yet to be approved | - | 0 | 0 | 0 | 0 | 0 | 0 |  |  | 0 | 0
21 | DPR on Various electricle maintenance schemes at Unit 6,7 NPTPS Parli-V | Yet to be approved | - | 0 | 0 | 0 | 0 | 0 | 0 |  |  | 0 | 0
21.1 | Rennovation of Khadka & Naikota switchyard including replacement of Transformer and 33 KV outdoor type VCBs | Yet to be approved | - | 0 | 0 | 0 | 0 | 10 | 10 |  |  | 10 | 0
21.2 | Replacement of Khadka ,naikota 6.6 KV HT Breaker Panel , breaker trolleys and control cabinet | Yet to be approved | - | 0 | 5 | 5 | 0 | 0 | 0 |  |  | 0 | 0
21.3 | Replacement of LT breakers & modules at Unit 7 | Yet to be approved | - | 0 | 10 | 10 | 0 | 0 | 0 |  |  | 0 | 0
21.4 | Rennovation/Replacement of Boiler & Turbine side lighting by energy efficient LED lighting at unit 6&7, NPTPS, Parli vaijnath | Yet to be approved | - | 0 | 3 | 3 | 0 | 0 | 0 |  |  | 0 | 0
21.5 | nstallation of VFD for CEP, FD Fan, Seal Air Fan & HFO pump motors at unit 6&7, NPTPS, Parli Vaijnath | Yet to be approved | - | 0 | 0 | 0 | 0 | 10 | 10 |  |  | 10 | 0
0 | IDC | Yet to be approved | - | 0 | 0 | 0 | 0 | 0 | 0 |  |  | 0 | 0
22 | Renovation of Colony Electrical supply system & also replacement of wiring of all Types of buildings ,street light,highmast etc | Yet to be approved | - | 0 | 0 | 0 | 0 | 0 | 0 |  |  | 0 | 0
22.1 | Renovation of Colony Electrical supply system & also replacement of wiring of all Types of buildings ,street light,highmast etc | Yet to be approved | - | 0 | 25 | 25 | 0 | 0 | 0 |  |  | 0 | 0
0 | IDC | Yet to be approved | - | 0 | 0 | 0 | 0 | 0 | 0 |  |  | 0 | 0
23 | UPGRADATION OF EXPIRED AND VULNERABLE Scada, operating system and hardware to improve life and communication system of IAC,OHP & PTP plant UNIT 6&7 250MW at NPTPS PARLI V" & Emission Monitoring & Water Quality Analysers system Upgradation Schemes | Yet to be approved | - | 0 | 0 | 0 | 0 | 0 | 0 |  |  | 0 | 0
23.1 | UPGRADATION OF EXPIRED AND VULNERABLE Scada, operating system and hardware to improve life and communication system of IAC,OHP & PTP plant UNIT 6&7 250MW at NPTPS PARLI V". | Yet to be approved | - | 0 | 0 | 0 | 0 | 0 | 0 |  |  | 0 | 0
23.2 | Up gradation of SWAS system at U 7,NPTPS | Yet to be approved | - | 0 | 3 | 3 | 0 | 0 | 0 |  |  | 0 | 0
23.3 | Oxygen measurement APH and at ID outlet | Yet to be approved | - | 0 | 1 | 1 | 0 | 0 | 0 |  |  | 0 | 0
23.4 | Up gradation of Drum level measurement system at Unit – 6 &7 New Parli TPS, Parli-V | Yet to be approved | - | 0 | 0 | 0 | 0 | 3 | 3 |  |  | 3 | 0
23.5 | OLCC SYSTEM UPGRADATION U6 & U7 | Yet to be approved | - | 0 | 0 | 0 | 0 | 2 | 2 |  |  | 2 | 0
23.6 | Up gradation of Boiler tubes leakage detection system & Furnace flame mapping with video camera at Unit – 6 &7 New Parli TPS, Parli-V | Yet to be approved | - | 0 | 0 | 0 | 0 | 4 | 4 |  |  | 4 | 0
23.7 | Unit7 LVS system SCADA/HMI upgradation | Yet to be approved | - | 0 | 0 | 0 | 0 | 1 | 1 |  |  | 1 | 0
23.8 | Upgradation of Instrumentation & control lab | Yet to be approved | - | 0 | 0 | 0 | 0 | 1.5 | 1.5 |  |  | 1.5 | 0
0 | IDC | Yet to be approved | - | 0 | 0 | 0 | 0 | 0 | 0 |  |  | 0 | 0
24 | Control and monitoring system upgradation at U6&7 NPTPS & Various Instrumentation schemes at Unit 6,7, NPTPS Parli-V | Yet to be approved | - | 0 | 0 | 0 | 0 | 0 | 0 |  |  | 0 | 0
24.1 | Upgradation of level, flow & pressure measurement system | Yet to be approved | - | 0 | 0 | 0 | 0 | 0 | 0 |  |  | 0 | 0
24.2 | Up gradation of Vibration Monitoring System(VMS) at Unit – 6 &7 Parli TPS, Parli-V | Yet to be approved | - | 0 | 0 | 0 | 0 | 0 | 0 |  |  | 0 | 0
24.3 | Upgradation of feedstation valve contol instruments. | Yet to be approved | - | 0 | 0 | 0 | 0 | 0 | 0 |  |  | 0 | 0
24.4 | Supply of various instuments like H2 Dew point measurement system spares, Hydrogen analyzer, H2 leak detection system spares etc.Critical/Non-Critical Spares sub-assembly for performance improvement | Yet to be approved | - | 0 | 0 | 0 | 0 | 0 | 0 |  |  | 0 | 0
24.5 | Online Water flow Monitoring System at Khadka | Yet to be approved | - | 0 | 0 | 0 | 0 | 0 | 0 |  |  | 0 | 0
24.6 | Upgradation of CO analyser at APH inlete and SOX NOX gas analyser installed at ID discharge along with remote calibration facility and connectivity to CPCB and MPCB as per latest CPCB Guidelines | Yet to be approved | - | 0 | 0 | 0 | 0 | 0 | 0 |  |  | 0 | 0
24.7 | Supply, Erection and Commissioning of Effluent Analyser for the parameters like COD, BOD, TSS & PH installed at ETP & STP outlet of the NPTPS, Parli. complying CPCB / MPCB Guidelines. | Yet to be approved | - | 0 | 0 | 0 | 0 | 0 | 0 |  |  | 0 | 0
0 | IDC | Yet to be approved | - | 0 | 0 | 0 | 0 | 0 | 0 |  |  | 0 | 0
25 | Detailed Project Report on ‘Supply, installation, restoration, up-gradation and revamping of Fire Protection Systems viz. Under ground Fire Pipe Lines, Static Fire Water Pumps, Fire Hydrant System, Passive Fire Protection System, DV House Construction & Fire Water/Foam Spray System at plant & ODP area of Unit-6, 7 & 8 of Parli TPS, Parli Vaijnath’. | Yet to be approved | - | 0 | 0 | 0 | 0 | 0 | 0 |  |  | 0 | 0
25.1 | Work of replacement of damaged/leaky underground Fire Water Pipelines and Static Fire water Pumps at Plant (Unit-6, 7 & 8) and ODP area of Parli TPS including required material viz. MSERW Pipes/Steel, etc. | Yet to be approved | - | 0 | 17 | 17 | 0 | 0 | 0 |  |  | 0 | 0
25.2 | Restoration of Deluge Valve system along with work of repairing/reconstruction (with relocation for safe operation) of damaged Deluge Valve Houses at Plant & ODP area of Parli TPS Unit#6, 7 & 8. | Yet to be approved | - | 0 | 10 | 10 | 0 | 0 | 0 |  |  | 0 | 0
25.3 | Supply, Rectification and Installation of addressable fire alarm system and Fire suppression system at unit 6 & 7,Parli TPS. | Yet to be approved | - | 0 | 7 | 7 | 0 | 0 | 0 |  |  | 0 | 0
0 | IDC | Yet to be approved | - | 0 | 0 | 0 | 0 | 0 | 0 |  |  | 0 | 0
26 | ASH EVACUATION IMPROVEMENT AND PERFORMANCE & EFFICIENCY OF ASH HANDLING SYSTEM At NPTPS Parli-V AT TPS PARLI-V. | Yet to be approved | - | 0 | 0 | 0 | 0 | 0 | 0 |  |  | 0 | 0
26.1 | DESIGN , SUPPLY & REPLCEMENT OF ASH DISPOSAL SLURRY PUMP COMPLTE ASSEMBLY ALONG WITH GEAR BOX, MOTORS U-6 | Yet to be approved | - | 0 | 1.24 | 1.24 | 0 | 0 | 0 |  |  | 0 | 0
26.2 | DESIGN , SUPPLY & REPLCEMENT OF HP WATER PUMP COMPLTE ASSEMBLY ALONG WITH GEAR BOX, MOTORS U-6 | Yet to be approved | - | 0 | 1.17 | 1.17 | 0 | 0 | 0 |  |  | 0 | 0
26.3 | Upgradation of reciprocating Conveying Air compressor into screw compressor at U#6 | Yet to be approved | - | 0 | 5.98 | 5.98 | 0 | 0 | 0 |  |  | 0 | 0
26.4 | Upgradation of reciprocating Instrument Air compressor into screw compressor at U#6 | Yet to be approved | - | 0 | 3.98 | 3.98 | 0 | 0 | 0 |  |  | 0 | 0
26.5 | Procurement & replacement of 300 NB,200NB Cash Basalt Pipelines with the existing MSERW pipe of ash disposal system of Unit #6& 7 at Parli TPS, Parli V . | Yet to be approved | - | 0 | 6.61 | 6.61 | 0 | 0 | 0 |  |  | 0 | 0
26.6 | DESIGN , SUPPLY & REPLCEMENT VACUUM PUMP U6 | Yet to be approved | - | 0 | 1.41 | 1.41 | 0 | 0 | 0 |  |  | 0 | 0
26.7 | Work of Repairing & Reconditioning of Single Roll Clinker Grinder assembly from OEM on as and when required basis at AHP(2X250),Unit-6&7 Parli TPS,Parli-V. | Yet to be approved | - | 0 | 0.65 | 0.65 | 0 | 0 | 0 |  |  | 0 | 0
26.8 | Work of complete Reconditioning and refurbishment of various spares in Unit 6&7, Parli TPS, Parli-V | Yet to be approved | - | 0 | 0.73 | 0.73 | 0 | 0 | 0 |  |  | 0 | 0
26.9 | Transmission drive system & Fluid coupling replacements. | Yet to be approved | - | 0 | 2.92 | 2.92 | 0 | 0 | 0 |  |  | 0 | 0
26.1 | DESIGN , SUPPLY & REPLCEMENT OF ASH INLET VALVE COMPLETE ASSEBLY U6 | Yet to be approved | - | 0 | 2.6 | 2.6 | 0 | 0 | 0 |  |  | 0 | 0
26.11 | UPGRADATION OF EXPIRED AND VULNERABLE Scada, operating system and hardware to improve life and communication system of Ash handling plant UNIT 6&7 250MW at NPTPS PARLI V". | Yet to be approved | - | 0 | 3 | 3 | 0 | 0 | 0 |  |  | 0 | 0
0 | IDC | Yet to be approved | - | 0 | 0 | 0 | 0 | 0 | 0 |  |  | 0 | 0
27 | ASH EVACUATION IMPROVEMENT AND PERFORMANCE & EFFICIENCY OF ASH HANDLING SYSTEM At NPTPS Parli-V AT TPS PARLI-V. | Yet to be approved | - | 0 | 0 | 0 | 0 | 0 | 0 |  |  | 0 | 0
27.1 | Upgradation of reciprocating Conveying Air compressor into screw compressor at U#7 | Yet to be approved | - | 0 | 0 | 0 | 0 | 5.98 | 5.98 |  |  | 5.98 | 0
27.2 | Upgradation of reciprocating Instrument Air compressor into screw compressor at U#7 | Yet to be approved | - | 0 | 0 | 0 | 0 | 3.98 | 3.98 |  |  | 3.98 | 0
27.3 | DESIGN , SUPPLY & REPLCEMENT OF ASH DISPOSAL SLURRY PUMP COMPLTE ASSEMBLY ALONG WITH GEAR BOX, MOTORS U-7 | Yet to be approved | - | 0 | 0 | 0 | 0 | 1.24 | 1.24 |  |  | 1.24 | 0
27.4 | DESIGN , SUPPLY & REPLCEMENT OF HP WATER PUMP COMPLTE ASSEMBLY ALONG WITH GEAR BOX, MOTORS U-7 | Yet to be approved | - | 0 | 0 | 0 | 0 | 1.17 | 1.17 |  |  | 1.17 | 0
27.5 | DESIGN , SUPPLY & REPLCEMENT VACUUM PUMP U7. | Yet to be approved | - | 0 | 0 | 0 | 0 | 1.41 | 1.41 |  |  | 1.41 | 0
27.6 | DESIGN , SUPPLY & REPLCEMENT BRANCH SEGEGATION COMPLETE VALVE ASSEBLY U7 | Yet to be approved | - | 0 | 0 | 0 | 0 | 1 | 1 |  |  | 1 | 0
27.7 | DESIGN , SUPPLY & REPLCEMENT BRANCH VALVE & ASH INLET VALVE U7 | Yet to be approved | - | 0 | 0 | 0 | 0 | 2.6 | 2.6 |  |  | 2.6 | 0
27.8 | Procurement of MOTORS, RELAY ,BREAKERS & RETROFITTING for pumps , IAC/CAC to improve availability & performance of Bottom ash, Coarse Ash & fly ash system of AHP, unit -7 | Yet to be approved | - | 0 | 0 | 0 | 0 | 3.5 | 3.5 |  |  | 3.5 | 0
27.9 | Procurement of Replcement Water valve, AUDCO valve | Yet to be approved | - | 0 | 0 | 0 | 0 | 0.5 | 0.5 |  |  | 0.5 | 0
27.1 | Procurement & replacement of Bottom ash clinker grinder | Yet to be approved | - | 0 | 0 | 0 | 0 | 1.89 | 1.89 |  |  | 1.89 | 0
27.11 | UPGRADATION OF EXPIRED AND VULNERABLE Scada, operating system and hardware to improve life and communication system of HCSD Ash handling plant UNIT 6&7 250MW at NPTPS PARLI V" | Yet to be approved | - | 0 | 0 | 0 | 0 | 2.5 | 2.5 |  |  | 2.5 | 0
0 | IDC | Yet to be approved | - | 0 | 0 | 0 | 0 | 0 | 0 |  |  | 0 | 0
28 | ASH EVACUATION IMPROVEMENT AND PERFORMANCE & EFFICIENCY OF ASH HANDLING SYSTEM At NPTPS Parli-V AT TPS PARLI-V. | Yet to be approved | - | 0 | 0 | 0 | 0 | 0 | 0 |  |  | 0 | 0
28.1 | GEHO pump critical assemblies replacement. | Yet to be approved | - | 0 | 0 | 0 | 0 | 0 | 0 |  |  | 0 | 0
28.2 | DESIGN , SUPPLY & REPLCEMENT OF HP WATER PUMP COMPLTE ASSEMBLY ALONG WITH GEAR BOX, MOTORS | Yet to be approved | - | 0 | 0 | 0 | 0 | 0 | 0 |  |  | 0 | 0
28.3 | Upgradation of BA clinker grinder at U#6/7 | Yet to be approved | - | 0 | 0 | 0 | 0 | 0 | 0 |  |  | 0 | 0
28.4 | Scheme 4: Spares for premium make ash mixer gear box H1-160 5.06/1, P2 O No.160106, Sr No.2RF 12629 & H1-180 1.35/1 | Yet to be approved | - | 0 | 0 | 0 | 0 | 0 | 0 |  |  | 0 | 0
28.5 | Spares for premium make ash mixer gear box VB2SA-225 17.1/1p1 | Yet to be approved | - | 0 | 0 | 0 | 0 | 0 | 0 |  |  | 0 | 0
28.6 | DESIGN , SUPPLY & REPLCEMENT VACUUM PUMP | Yet to be approved | - | 0 | 0 | 0 | 0 | 0 | 0 |  |  | 0 | 0
0 | IDC | Yet to be approved | - | 0 | 0 | 0 | 0 | 0 | 0 |  |  | 0 | 0
29 | ASH EVACUATION IMPROVEMENT AND PERFORMANCE & EFFICIENCY OF ASH HANDLING SYSTEM At NPTPS Parli-V AT TPS PARLI-V. | Yet to be approved | - | 0 | 0 | 0 | 0 | 0 | 0 |  |  | 0 | 0
29.1 | Procurement & replacement of 300 NB,200NB Cash Basalt Pipelines with the existing MSERW pipe of ash disposal system of Unit #6& 7 at Parli TPS, Parli V . | Yet to be approved | - | 0 | 0 | 0 | 0 | 0 | 0 |  |  | 0 | 0
29.2 | Procurement of MOTORS, RELAY ,BREAKERS & RETROFITTING for pumps , IAC/CAC to improve availability & performance of Bottom ash, Coarse Ash & fly ash system of AHP, unit 6 | Yet to be approved | - | 0 | 0 | 0 | 0 | 0 | 0 |  |  | 0 | 0
29.3 | DESIGN , SUPPLY & REPLCEMENT VACUUM PUMP U#6 | Yet to be approved | - | 0 | 0 | 0 | 0 | 0 | 0 |  |  | 0 | 0
0 | IDC | Yet to be approved | - | 0 | 0 | 0 | 0 | 0 | 0 |  |  | 0 | 0
30 | ASH EVACUATION IMPROVEMENT AND PERFORMANCE & EFFICIENCY OF ASH HANDLING SYSTEM At NPTPS Parli-V AT TPS PARLI-V. | Yet to be approved | - | 0 | 0 | 0 | 0 | 0 | 0 |  |  | 0 | 0
30.1 | DESIGN , SUPPLY & REPLCEMENT VACUUM PUMP | Yet to be approved | - | 0 | 0 | 0 | 0 | 0 | 0 |  |  | 0 | 0
30.2 | DESIGN , SUPPLY & REPLCEMENT OF ASH DISPOSAL SLURRY PUMP COMPLTE ASSEMBLY ALONG WITH GEAR BOX, MOTORS U-6& 7 | Yet to be approved | - | 0 | 0 | 0 | 0 | 0 | 0 |  |  | 0 | 0
30.3 | DESIGN , SUPPLY & REPLCEMENT OF HP WATER PUMP COMPLTE ASSEMBLY ALONG WITH GEAR BOX, MOTORS U-6& 7 | Yet to be approved | - | 0 | 0 | 0 | 0 | 0 | 0 |  |  | 0 | 0
30.4 | Procurement of MOTORS, RELAY ,BREAKERS & RETROFITTING for HCSD to improve availability & performance of Bottom ash, Coarse Ash & fly ash system of AHP, unit 6 | Yet to be approved | - | 0 | 0 | 0 | 0 | 0 | 0 |  |  | 0 | 0
30.5 | Upgradation of reciprocating Conveying Air compressor into screw compressor at U#6 | Yet to be approved | - | 0 | 0 | 0 | 0 | 0 | 0 |  |  | 0 | 0
30.6 | Upgradation of reciprocating Instrument Air compressor into screw compressor at U#6 | Yet to be approved | - | 0 | 0 | 0 | 0 | 0 | 0 |  |  | 0 | 0
0 | IDC | Yet to be approved | - | 0 | 0 | 0 | 0 | 0 | 0 |  |  | 0 | 0
31 | Construction of VIP guest house building at TPS Parli Vaijnath | Yet to be approved | - | 0 | 0 | 0 | 0 | 0 | 0 |  |  | 0 | 0
31.1 | Construction of VIP guest house building at TPS Parli Vaijnath | Yet to be approved | - | 0 | 10 | 0 | 10 | 16.98 | 26.98 |  |  | 26.98 | 0
32 | Permanent water supply scheme for parli TPS by lifting water from Dead storage of Majalgaon dam and supplying through enclosed pipe line at New TPS Parli Vaijnath. | Yet to be approved | - | 0 | 0 | 0 | 0 | 0 | 0 |  |  | 0 | 0
32.1 | Permanent water supply scheme for parli TPS by lifting water from Dead storage of Majalgaon dam and supplying through enclosed pipe line at New TPS Parli Vaijnath. | Yet to be approved | - | 0 | 100 | 0 | 100 | 100 | 0 |  |  | 0 | 200
32.2 | Providing drinking water supply to GSR Tank of Shaktikunj Vasahat from Unit 6,7 and 8 premises new TPS Parli Vaijnath | Yet to be approved | - | 0 | 8.5 | 0 | 8.5 | 6 | 0 |  |  | 0 | 14.5
33 | DPR on Raw water leackage arresting | Yet to be approved | - | 0 | 0 | 0 | 0 | 0 | 0 |  |  | 0 | 0
33.1 | Raw water leackage arresting | Yet to be approved | - | 0 | 0 | 0 | 0 | 0 | 0 |  |  | 0 | 0
34 | NDCT structural strenthing and leackage arresting througth basin and CW channel of Unit 6,7 | Yet to be approved | - | 0 | 0 | 0 | 0 | 0 | 0 |  |  | 0 | 0
34.1 | NDCT basin of unit 6& 7 leackage arresing work | Yet to be approved | - | 0 | 10 | 10 | 0 | 0 | 0 |  |  | 0 | 0
34.2 | CW channel leackage arresting of Unit 6 &7 | Yet to be approved | - | 0 | 10 | 10 | 0 | 0 | 0 |  |  | 0 | 0
34.3 | NDCT structural strenthing of intermadiate racker coloumn of Unit 6&7 | Yet to be approved | - | 0 | 15 | 15 | 0 | 0 | 0 |  |  | 0 | 0
34.4 | Construction of Store shed's at Major store in Unit No.6,7 NPTPS Parli V | Yet to be approved | - | 0 | 1.35 | 1.35 | 0 | 0 | 0 |  |  | 0 | 0
35 | DPR on road work & rennovation work of colony buildings Parli -V at TPS Parli -V | Yet to be approved | - | 0 | 0 | 0 | 0 | 0 | 0 |  |  | 0 | 0
35.1 | contruction of roads of few roads in clusters and main road repairs ,carpet laying,seal coats, strips on road & indicators on roads with rumbble strips at TPS colony Parli V | Yet to be approved | - | 0 | 5 | 0 | 5 | 5 | 10 |  |  | 10 | 0
35.2 | In ABC colony ( Putty work,plastic emulsion paint,oil paint plaster etc) ,In DEF & New colony ( internal & external paint ,oil paint etc) at TPS colony Parli-V. | Yet to be approved | - | 0 | 2.5 | 0 | 2.5 | 2.5 | 5 |  |  | 5 | 0
35.3 | In ABC,DEF & New colony ( chember ,300 m dia rcc pipe,150mm rcc pipe etc)at tps colony Parli V | Yet to be approved | - | 0 | 3 | 0 | 3 | 2 | 5 |  |  | 5 | 0
35.4 | Plinth protection along the building and providing and placing rcc bench infront of all buildings etc at tps colony Parli v | Yet to be approved | - | 0 | 2 | 2 | 0 | 0 | 0 |  |  | 0 | 0
35.5 | changing all internal qtrs pipeline from gi pipeline to Upvc pipeline and replacing existing damaged gi pipe by new one and also providing water tank over single qtrs and buildings at ABC, DEF, & New colony TPS Parli v | Yet to be approved | - | 0 | 2.5 | 0 | 2.5 | 2.5 | 5 |  |  | 5 | 0
35.6 | Carpentary works at ABC,DEF & New colony TPS , Parli -V | Yet to be approved | - | 0 | 2 | 0 | 2 | 2 | 4 |  |  | 4 | 0
35.7 | Flooring work at ABC,DEF & New colony TPS , Parli -V | Yet to be approved | - | 0 | 2.5 | 0 | 2.5 | 2.5 | 5 |  |  | 5 | 0
35.8 | construction of new ESR and GSR at ABC,DEF & New colony TPS , Parli -V | Yet to be approved | - | 0 | 2 | 0 | 2 | 2 | 4 |  |  | 4 | 0
35.9 | refurbishment of qtrs by strenthening structurein ABC ,DEF & New colony tps parli v | Yet to be approved | - | 0 | 5 | 0 | 5 | 5 | 10 |  |  | 10 | 0
35.1 | Devolpment of garden and providing child friendly equiment in ABC ,DEF & New colony tps parli v | Yet to be approved | - | 0 | 2 | 0 | 2 | 2 | 4 |  |  | 4 | 0
36 | CHP improvement schemes at 2 x 250 MW Unit | 0 | - | 0 | 0 | 0 | 0 | 0 | 0 |  |  | 0 | 0
36.1 | CHP improvement schemes at 2 x 250 MW Unit | 0 | - | 0 | 0 | 0 | 0 | 25 | 25 |  |  | 25 | 0
37 | Flexible Operation work at U#6,7 | Yet to be approved | - | 0 | 0 | 0 | 0 | 0 | 0 |  |  | 0 | 0
37.1 | Flexible Operation work at U#6,7 | Yet to be approved | - | 0 | 0 | 0 | 0 | 0 | 0 |  |  | 0 | 0
0 | 0 | 0 | - | 0 | 0 | 0 | 0 | 0 | 0 |  |  | 0 | 0
0 | 0 | 0 | - | 0 | 0 | 0 | 0 | 0 | 0 |  |  | 0 | 0
D | Non-DPR Schemes | 0 | - | 0 | 0 | 0 | 0 | 0 | 0 |  |  | 0 | 0
1 | SWAS Upgradation at U#6 NPTPS Parli-V | N.A. | - | 0 | 2.2391 | 2.2391 | 0 | 0 | 0 |  |  | 0 | 0
2 | Procurement of electro-machanical vibrating feeder at CHP NPTPS 6,7 | N.A. | - | 0 | 0.89293 | 0.89293 | 0 | 0 | 0 |  |  | 0 | 0
3 | erection, commissioning of 6.6kv/33kv switch yard & shifting of 2x7.5 MVA 6.6/33KV transformer from 210 MW to proposed switch yard for 33KV supply feeder to Khadka naikota at NPTPS Parli-V. | N.A. | - | 0 | 2.1993 | 2.1993 | 0 | 0 | 0 |  |  | 0 | 0
4 | IDC | 0 | - | 0 | 0.007222 | 0.007222 | 0 | 0 | 0 |  |  | 0 | 0
5 | Non-DPR scheme "Design, Supply, Installation & Commissioning of High performance Energy Chain System for Stacker reclaimer, Shuttle Conveyors at U-6/7 CHP NPTPS – PARLI-Vaijnath.” | N.A. | - | 0 | 2.8639 | 2.8639 | 0 | 0 | 0 |  |  | 0 | 0
6 | Refurbishment of Existing M/s Atlas Copco Make Air Compressors at Unit 7 Parli TPS | N.A. | - | 0 | 2.9532 | 2.9532 | 0 | 0 | 0 |  |  | 0 | 0
7 | Procurement of Fire Extinguisher | N.A. | - | 0 | 0.68 | 0.6783 | 0.0017 | 0 | 0 |  |  | 0 | 0.0017
8 | Non DPR For Supply, Erection & Commissioning, Testing of Coal Flow Management system for Coal Bunker at CHP NPTPS U-6. | N.A. | - | 0 | 2.972 | 2.972 | 0 | 0 | 0 |  |  | 0 | 0
9 | Non DPR for Supply & Installation of Coal Handling Plant critical equipment Major Spares like Wagon Tippler and Conveyors at CHP U6/7 ,T.P.S.Parli. | N.A. | - | 0 | 2.79 | 2.79 | 0 | 0 | 0 |  |  | 0 | 0
10 | Design,Manufacture ,Supply & Installation of Banana pattern and Modular chutes for various Conveyor discharge areas at CHP U 6/7,TPS Parli. | N.A. | - | 0 | 2.94 | 2.94 | 0 | 0 | 0 |  |  | 0 | 0
11 | Refrigeration Compressed Air Dryer at TM & AHP, U#6,7 Parli TPS | 0 | - | 0 | 1.57 | 1.57 | 0 | 0 | 0 |  |  | 0 | 0
12 | General Asset | 0 | - | 0 | 3.7694 | 3.6055 | 0.16393 | 0.31 | 0.31 |  |  | 0.31 | 0.16393
| Total |  |  |  | 1216.234 | 933.0842 | 283.1498 | 548.5 | 479 | 0 | 0 | 479 | 352.6498
FY 2027-28
A | DPR Schemes
6 | Arrangement for permanent water supply scheme for Parli TPS from Majalgaon Dam through Majalgaon Lift Irrigation scheme (Loni / Savangi) | MERC/TECH 1/CAPEX/20122013/00500 | 2013-05-27 | 199.86 | 142 | 0 | 142 | 0 | 0 |  |  | 0 | 142 | 0 | 0
9 | Procurement of 250 MW spare HPT Module, IPT Module & LPT Rotor of New Parli TPS | MERC/TECH 1/CAPEX/20142015/00362 | 2014-05-20 | 22.0591 | 0 | 0 | 0 | 0 | 0 |  |  | 0 | 0 | 0 | 0
9.1 | HP Module | MERC/TECH 1/CAPEX/20142015/00362 | 2014-05-20 | 22.0591 | 21.53 | 21.53 | 0 | 0 | 0 |  |  | 0 | 0 | 0 | 0
9.2 | IP Module | MERC/TECH 1/CAPEX/20142015/00362 | 2014-05-20 | 21.3598 | 20.62 | 20.62 | 0 | 0 | 0 |  |  | 0 | 0 | 0 | 0
9.3 | LP Rotor | MERC/TECH 1/CAPEX/20142015/00362 | 2014-05-20 | 38.7247 | 38.72 | 38.72 | 0 | 0 | 0 |  |  | 0 | 0 | 0 | 0
0 | IDC | MERC/TECH 1/CAPEX/20142015/00362 | 2014-05-20 | 0 | 0 | 0 | 0 | 0 | 0 |  |  | 0 | 0 | 0 | 0
10 | Procurement of 315 MVA Spare GTR for 250 MW sets at New Parli & New Paras TPS | MERC/TECH 1/CAPEX/20142015/001 | 2014-10-01 | 11.32 | 0 | 0 | 0 | 0 | 0 |  |  | 0 | 0 | 0 | 0
10.1 | Procurement of 250 MVA Spare GTR | MERC/TECH 1/CAPEX/20142015/001 | 2014-10-01 | 11.32 | 13.4 | 13.4 | 0 | 0 | 0 |  |  | 0 | 0 | 0 | 0
13 | Construction of Concrete Roads & Spare Generator Transformer Foundation at Parli TPS | MERC/CAPEX/20162017/01172 | 2016-12-09 | 16.85 | 0 | 0 | 0 | 0 | 0 |  |  | 0 | 0 | 0 | 0
13.1 | Construction of concrete road from Gangakhed road to entrance of unit no.6,7 at NPTPS Parli V. | MERC/CAPEX/20162017/01172 | 2016-12-09 | 7.02 | 6.8552 | 6.8552 | 0 | 0 | 0 |  |  | 0 | 0 | 0 | 0
13.2 | Construction of internal concrete roads within premises of Unit 6 and 7. | MERC/CAPEX/20162017/01172 | 2016-12-09 | 7.55 | 5.9636 | 5.9636 | 0 | 0 | 0 |  |  | 0 | 0 | 0 | 0
13.3 | Construction of spare generator transformer foundation of Unit No. 6,7 at NPTPS Parli-V & Paras TPS | MERC/CAPEX/20162017/01172 | 2016-12-09 | 1.48 | 1.2848 | 1.2848 | 0 | 0 | 0 |  |  | 0 | 0 | 0 | 0
0 | IDC | MERC/CAPEX/20162017/01172 | 2016-12-09 | 0.8 | 0 | 0 | 0 | 0 | 0 |  |  | 0 | 0 | 0 | 0
14 | Procurement of battery breakers and weigh bridge for Parli Unit 6 & 7 | MERC/CAPEX/20172018/4711 | 2017-11-16 | 18.28 | 0 | 0 | 0 | 0 | 0 |  |  | 0 | 0 | 0 | 0
14.1 | Replacement of 220V station batteries, 360V UPS batteries, 24V DCS batteries , 360V UPS AHP batteries at U6 & U7 NPTPS | MERC/CAPEX/20172018/4711 | 2017-11-16 | 15.08 | 14.4773 | 14.4773 | 0 | 0 | 0 |  |  | 0 | 0 | 0 | 0
14.2 | Installation of Pit less weighbridge of 100 MT capacity. | MERC/CAPEX/20172018/4711 | 2017-11-16 | 0.3 | 0.29736 | 0.29736 | 0 | 0 | 0 |  |  | 0 | 0 | 0 | 0
14.3 | Procurement of SF 6 Generator Circuit Breaker Type- FKG1X | MERC/CAPEX/20172018/4711 | 2017-11-16 | 2.46 | 2.46 | 2.46 | 0 | 0 | 0 |  |  | 0 | 0 | 0 | 0
14.4 | Procurement of spare VCB’s trolleys. | MERC/CAPEX/20172018/4711 | 2017-11-16 | 0.31 | 0.50571 | 0.50571 | 0 | 0 | 0 |  |  | 0 | 0 | 0 | 0
0 | IDC | MERC/CAPEX/20172018/4711 | 2017-11-16 | 0.13 | 0 | 0 | 0 | 0 | 0 |  |  | 0 | 0 | 0 | 0
15 | First raising of ash bund from 426 Mtr. To 432 Mtr. Of Dautpur Ash Bund No. 2 for Unit No. 4, 6, 7 & 8 at Parli TPS. | MERC/CAPEX/20172018/4703 | 2017-11-16 | 45.5248 | 0 | 0 | 0 | 0 | 0 |  |  | 0 | 0 | 0 | 0
15.1 | First raising of ash bund from 426 Mtr. To 432 Mtr. Of Dautpur Ash Bund No. 2 for Unit No. 4, 6, 7 & 8 at Parli TPS. | MERC/CAPEX/20172018/4703 | 2017-11-16 | 44.1548 | 43.0947 | 43.0947 | 0 | 0 | 0 |  |  | 0 | 0 | 0 | 0
0 | IDC | MERC/CAPEX/20172018/4703 | 2017-11-16 | 1.37 | 0 | 0 | 0 | 0 | 0 |  |  | 0 | 0 | 0 | 0
16 | Renovation works of colony at Parli TPS | MERC/CAPEX/2018-2019/065 | 2019-03-05 | 13.1481 | 0 | 0 | 0 | 0 | 0 |  |  | 0 | 0 | 0 | 0
16.1 | Colony Renovation / Garden and relation works | MERC/CAPEX/2018-2019/065 | 2019-03-05 | 8.0503 | 5.9899 | 5.9899 | 0 | 0 | 0 |  |  | 0 | 0 | 0 | 0
16.2 | Colony Road work | MERC/CAPEX/2018-2019/065 | 2019-03-05 | 2.3051 | 2.0084 | 2.0084 | 0 | 0 | 0 |  |  | 0 | 0 | 0 | 0
16.3 | Colony Water supply, Sanitary and drinage line work | MERC/CAPEX/2018-2019/065 | 2019-03-05 | 2.7927 | 2.5145 | 2.5145 | 0 | 0 | 0 |  |  | 0 | 0 | 0 | 0
16.4 | Mangal Karyalaya and Community Hall work | MERC/CAPEX/2018-2019/065 | 2019-03-05 | 0 | 0 | 0 | 0 | 0 | 0 |  |  | 0 | 0 | 0 | 0
16.5 | Other Civil works | MERC/CAPEX/2018-2019/065 | 2019-03-05 | 0 | 0 | 0 | 0 | 0 | 0 |  |  | 0 | 0 | 0 | 0
17 | Various Civil Schemes at Parli TPS | MERC/CAPEX/20182019/020 | 2019-01-16 | 11.9987 | 0 | 0 | 0 | 0 | 0 |  |  | 0 | 0 | 0 | 0
17.1 | Repair work of Khadka road from Sangam T point TPS compound wall to Khadka pump house by providing and laying GSB and bituminous macadam surface on existing road at TPS Parli V | MERC/CAPEX/20182019/020 | 2019-01-16 | 6.1933 | 5.646 | 5.646 | 0 | 0 | 0 |  |  | 0 | 0 | 0 | 0
17.2 | Replacement of old A.C. / G.I. Sheets by new C.G.I. Sheets at Unit 4 and 5 TPS Parli Vaijnath | MERC/CAPEX/20182019/020 | 2019-01-16 | 0.38584 | 0.28061 | 0.28061 | 0 | 0 | 0 |  |  | 0 | 0 | 0 | 0
17.3 | Water supply pipe line from Way bridge to chummery gate at Old Power House premises TPS Parli Vaijnath | MERC/CAPEX/20182019/020 | 2019-01-16 | 1.4908 | 1.49 | 1.49 | 0 | 0 | 0 |  |  | 0 | 0 | 0 | 0
17.4 | Providing and fixing colour coated sheets for roofing and cladding of Major Store godowns (3 Nos.) at NPTPS Parli Vaijnath. | MERC/CAPEX/20182019/020 | 2019-01-16 | 0.32053 | 0.23293 | 0.23293 | 0 | 0 | 0 |  |  | 0 | 0 | 0 | 0
17.5 | Development of Major store unloading yard by providing RCC grade slab in unit 6 & 7 premises at NPTPS Parli V. | MERC/CAPEX/20182019/020 | 2019-01-16 | 2.7334 | 2.73 | 2.73 | 0 | 0 | 0 |  |  | 0 | 0 | 0 | 0
17.6 | Work of painting to service building, Main plant building and various Auxillarey buildings of unit No. 6&7 at New Parli Thermal Power Station. | MERC/CAPEX/20182019/020 | 2019-01-16 | 0.58999 | 0.43154 | 0.43154 | 0 | 0 | 0 |  |  | 0 | 0 | 0 | 0
17.6 | Construction of RCC cabins at various locations in unit No.6&7 premises at NPTPS Parli - V. | MERC/CAPEX/20182019/020 | 2019-01-16 | 0.28481 | 0.20461 | 0.20461 | 0 | 0 | 0 |  |  | 0 | 0 | 0 | 0
0 | IDC | MERC/CAPEX/20182019/020 | 2019-01-16 | 0 | 0 | 0 | 0 | 0 | 0 |  |  | 0 | 0 | 0 | 0
18 | Procurement & replacement of complete set of Economizer and LTSH upper & lower coils of Unit No. 6 & 7 at Parli TPS | MERC/CAPEX/2019-2020/419 | 2019-07-26 | 22.72 | 0 | 0 | 0 | 0 | 0 |  |  | 0 | 0 | 0 | 0
18.1 | Procurement & replacement of complete set of economizer upper & lower bank coils of Unit No. 6 | MERC/CAPEX/2019-2020/419 | 2019-07-26 | 10.6 | 12.505 | 12.5051 | -0.0001 | 0 | 0 |  |  | 0 | -0.0001 | 0 | 0
18.2 | Procurement & replacement of complete set of LTSH upper & lower bank coils for Parli TPS unit-7 | MERC/CAPEX/2019-2020/419 | 2019-07-26 | 10.6 | 12.3255 | 12.3284 | -0.0028903 | 0 | 0 |  |  | 0 | -0.0028903 | 0 | 0
0 | IDC | MERC/CAPEX/2019-2020/419 | 2019-07-26 | 1.52 | 0.81067 | 2.6307 | -1.82 | 0 | 0 |  |  | 0 | -1.82 | 0 | 0
19 | Schemes related to enhance the performance of Coal Handling Plant (2 x 250 MW) at Parli TPS | MERC/CAPEX/2019-2020/451 | 2019-07-30 | 10.72 | 0 | 0 | 0 | 0 | 0 |  |  | 0 | 0 | 0 | 0
19.1 | Procurement of 02 Nos. of BD155 Bulldozers for Parli TPS | MERC/CAPEX/2019-2020/451 | 2019-07-30 | 3.93 | 4.3293 | 4.3293 | 0 | 0 | 0 |  |  | 0 | 0 | 0 | 0
19.2 | Procurement of 02 Nos. of Locomotives(800 HP) for Parli TPS | MERC/CAPEX/2019-2020/451 | 2019-07-30 | 6.25 | 6.4416 | 6.4416 | 0 | 0 | 0 |  |  | 0 | 0 | 0 | 0
0 | IDC | MERC/CAPEX/2019-2020/451 | 2019-07-30 | 0.54 | 0 | 0 | 0 | 0 | 0 |  |  | 0 | 0 | 0 | 0
20 | Procurement of Energy Efficient Cartridges of boiler Feed Pumps at Unit # 6 & 7, Girth Gear, Pinion for BBD-4772 Coal Mills & Procurement, Installation, Commissioning of Variable Frequency Drive for Gravimetric Coal Feeders (2X250MW) at Parli TPS | MERC/CAPEX/2019-2020/476, MERC/CAPEX/2019-2020/858 | 01-08-2019, 10-10-2019 | 21.26 | 0 | 0 | 0 | 0 | 0 |  |  | 0 | 0 | 0 | 0
20.1 | Procurement & replacement of complete BFP Cartridge for advance class pump model FK-3B-40. | MERC/CAPEX/2019-2020/476, MERC/CAPEX/2019-2020/858 | 01-08-2019, 10-10-2019 | 14.39 | 14.1187 | 14.1187 | 0 | 0 | 0 |  |  | 0 | 0 | 0 | 0
20.2 | Procurement of girth gear pinion for BBD-4772 coal mill at Parli TPS & Work Cost for replacement of girth gear, pinion shaft bearing. | 0 | Not Approved | 0 | 0 | 0 | 0 | 0 | 0 |  |  | 0 | 0 | 0 | 0
20.3 | Procurement of VFD up-grade kit for replacement of existing Eddy current clutch drive system. | MERC/CAPEX/2019-2020/476, MERC/CAPEX/2019-2020/858 | 01-08-2019, 10-10-2019 | 5.94 | 5.9323 | 5.9323 | 0 | 0 | 0 |  |  | 0 | 0 | 0 | 0
20.4 | Supervision of Installation, erection and commissioning for DT-9 & VFD Upgrade system inclusive of travel charges Boarding and lodging. | MERC/CAPEX/2019-2020/476, MERC/CAPEX/2019-2020/858 | 01-08-2019, 10-10-2019 | 0.29 | 0.2832 | 0.2832 | 0 | 0 | 0 |  |  | 0 | 0 | 0 | 0
0 | IDC | MERC/CAPEX/2019-2020/476, MERC/CAPEX/2019-2020/858 | 01-08-2019, 10-10-2019 | 0.64 | 0.51658 | 0.51658 | 0 | 0 | 0 |  |  | 0 | 0 | 0 | 0
21 | HMI up-gradation of DCS U-6 & U-7 and Procurement of Assemblies for Reducer Gear box SZN-630 & SBN-630 for BBD-4772 (2 x 250 MW) coal mills at Parli TPS | MERC/CAPEX/2019-2020/854 | 2019-10-10 | 13.2 | 0 | 0 | 0 | 0 | 0 |  |  | 0 | 0 | 0 | 0
21.1 | Up gradation of MaxDNA DCS system (HMI Up gradation). | MERC/CAPEX/2019-2020/854 | 2019-10-10 | 10.49 | 9.06 | 9.4503 | -0.3903 | 0 | 0 |  |  | 0 | -0.3903 | 0 | 0
0 | IDC | 0 | - | 0 | 0.2009 | 0.72855 | -0.52766 | 0 | 0 |  |  | 0 | -0.52766
21.2 | Procurement of Spares for Reducer Gear box SZN-630 for BBD-4772 Coal mills of 250MW at Unit 6 | MERC/CAPEX/2019-2020/854 | 2019-10-10 | 1.01 | 1.0442 | 1.0442 | 0 | 0 | 0 |  |  | 0 | 0 | 0 | 0
21.3 | Procurement of Spares for Reducer Gear box SBN-630 for BBD-4772 Coal mills of 250MW at Unit 7 | MERC/CAPEX/2019-2020/854 | 2019-10-10 | 1.7 | 1.6232 | 1.6232 | 0 | 0 | 0 |  |  | 0 | 0 | 0 | 0
0 | IDC | MERC/CAPEX/2019-2020/854 | 2019-10-10 | 0 | 0 | 0 | 0 | 0 | 0 |  |  | 0 | 0 | 0 | 0
22 | Flue Gas Desulphurization (FGD) System at Unit 6 & 7 Parli TPS | MERC/CAPEX/2021-2022/0284 | 2022-06-27 | 145.0169 | 0 | 0 | 0 | 0 | 0 |  |  | 0 | 0 | 0 | 0
22.1 | Flue Gas Desulphurization (FGD) System at Unit 6 & 7 Parli TPS | MERC/CAPEX/2021-2022/0284 | 2022-06-27 | 138.44 | 154.8551 | 163.28 | -8.4249 | 0 | 0 |  |  | 0 | -8.4249 | 0 | 0
0 | IDC | MERC/CAPEX/2021-2022/0284 | 2022-06-27 | 6.5769 | 7.15 | 0 | 7.15 | 0 | 0 |  |  | 0 | 7.15 | 0 | 0
HO DPR-5 | Procurement of energy efficient HT motors at Bhusawal TPS, Koradi TPS, Chandrapur TPS, khaperkheda TPS, Parli TPS & Paras TPS as insurance spares | MERC/TECH 1/CAPEX/20142015/01218 | 2014-11-25 | 3.05 | 0 | 0 | 0 | 0 | 0 |  |  | 0 | 0 | 0 | 0
HO DPR-5a | Parli: Procurement of HT Motors (CHP-I Phase and CEP/CW/ACW-II Phase)for NPTPS U-6&7 | MERC/TECH 1/CAPEX/20142015/01218 | 2014-11-25 | 3.05 | 1.4099 | 1.4099 | 0 | 0 | 0 |  |  | 0 | 0 | 0 | 0
HO DPR-6 | Supply, Installation, Commissioning and Operation & Maintenance Services of Continuous Ambient Air Quality Monitoring Stations (CAAQMS) at various TPS | MERC/CAPEX/20162017/00423 | 2016-08-03 | 1.3258 | 0 | 0 | 0 | 0 | 0 |  |  | 0 | 0 | 0 | 0
HO DPR-6a | NEW PARLI (U-6 & 7) | MERC/CAPEX/20162017/00423 | 2016-08-03 | 1.3258 | 0.94127 | 0.94127 | 0 | 0 | 0 |  |  | 0 | 0 | 0 | 0
0 | IDC | 0 | - | 0 | 0.039604 | 0.039604 | 0 | 0 | 0 |  |  | 0 | 0
HO DPR 7 | Installation of Real Time Online Coal-Ash Analyzer at various TPS | MERC/CAPEX/20162017/00774 | 2016-09-30 | 7.0966 | 0 | 0 | 0 | 0 | 0 |  |  | 0 | 0 | 0 | 0
HO DPR 7a | NEW PARLI (U-6 & 7) | MERC/CAPEX/20162017/00774 | 2016-09-30 | 7.0966 | 0 | 0 | 0 | 0 | 0 |  |  | 0 | 0 | 0 | 0
HO DPR 8 | Replacement of Fire Tenders at Various Power Stations of Mahagenco | MERC/CAPEX/20172018/4653 | 2017-11-13 | 3.97 | 0 | 0 | 0 | 0 | 0 |  |  | 0 | 0 | 0 | 0
HO DPR 8.1 | Advance Multipurpose Fire Tender for Parli 6-7 | MERC/CAPEX/20172018/4653 | 2017-11-13 | 2.72 | 1.7765 | 1.7765 | 0 | 0 | 0 |  |  | 0 | 0 | 0 | 0
HO DPR 8.2 | Normal Multipurpose Fire Tender Parli 6-7 | MERC/CAPEX/20172018/4653 | 2017-11-13 | 1.25 | 0 | 0 | 0 | 0 | 0 |  |  | 0 | 0 | 0 | 0
0 | IDC | MERC/CAPEX/20172018/4653 | 2017-11-13 | 0 | 0 | 0 | 0 | 0 | 0 |  |  | 0 | 0 | 0 | 0
HO DPR 10 | Implementation of IB recommendations- Civil works at various TPS of Mahagenco | MERC/CAPEX/20172018/0177 | 2018-02-06 | 2.36 | 0 | 0 | 0 | 0 | 0 |  |  | 0 | 0 | 0 | 0
HO DPR 10a | NEW PARLI (U-6 & 7) | MERC/CAPEX/20172018/0177 | 2018-02-06 | 2.36 | 2.585 | 2.585 | 0 | 0 | 0 |  |  | 0 | 0 | 0 | 0
HO DPR 15 | Procurement & Replacement of Complete Sets of Air Pre-heater Baskets at Nashik, Parli & Chandrapur TPS of Mahagenco | MERC/CAPEX/2019-2020/643 | 2019-08-26 | 2.12 | 0 | 0 | 0 | 0 | 0 |  |  | 0 | 0 | 0 | 0
HO DPR 15a | Procurement and Replacement of Complete sets of assembly of baskets for air preheater of type tri-sector APH 27 VI(T) 74” in NTPS unit no. 4 & 5 (210MW). (2 Sets Per Unit) | MERC/CAPEX/2019-2020/643 | 2019-08-26 | 2.12 | 2.458 | 2.458 | 0 | 0 | 0 |  |  | 0 | 0 | 0 | 0
HO DPR 16 | Construction of new Administrative Building for Mahagenco at Vidyut Bhawan, Katol Road, Nagpur | MERC/CAPEX/2021-2022/MSPGCL/063 | 2022-02-12 | 57 | 0 | 0 | 0 | 0 | 0 |  |  | 0 | 0
HO DPR 16.1 | Construction of new Administrative Building for Mahagenco at Vidyut Bhawan, Katol Road, Nagpur | MERC/CAPEX/2021-2022/MSPGCL/063 | 2022-02-12 | 54.24 | 0 | 0 | 0 | 0 | 0 |  |  | 0 | 0
0 | IDC | MERC/CAPEX/2021-2022/MSPGCL/063 | 2022-02-12 | 2.76 | 0 | 0 | 0 | 0 | 0 |  |  | 0 | 0
HO DPR 17 | Centralized Monitoring Solution | MERC/CAPEX/MSPGCL/2023-24/0576 | 2023-11-02 | 69.309 | 0 | 0 | 0 | 0 | 0 |  |  | 0 | 0
HO DPR 17.1 | Centralized Monitoring Solution | MERC/CAPEX/MSPGCL/2023-24/0576 | 2023-11-02 | 66.009 | 4.46 | 4.46 | 0 | 0 | 0 |  |  | 0 | 0
0 | IDC | MERC/CAPEX/MSPGCL/2023-24/0576 | 2023-11-02 | 3.3 | 0 | 0 | 0 | 0 | 0 |  |  | 0 | 0
23 | Coal Handling Plant Environment Improvement Schemes at U-6&7 CHP (2X250MW) Parli TPS | Yet to be approve | - | 0 | 0 | 0 | 0 | 0 | 0 |  |  | 0 | 0 | 0 | 0
23.1 | Scheme-1: Design, Engineering, Manufacturing, Supply, Installation and Commissioning of Dedusting System ( Dust Extraction System) for Crusher House and Bunker House at Unit -6 & 7 at CHP Parli TPS. | Yet to be approve | - | 0 | 12.96 | 12.96 | 0 | 0 | 0 |  |  | 0 | 0 | 0 | 0
23.2 | Scheme-2: Supply, Installation, Erection & Commissioning of medium velocity water spray dust suppression system at CHP U-6/7 coal yard Crusher house & Link Conveyor at Parli TPS. | Yet to be approve | - | 0 | 3.52 | 3.52 | 0 | 0 | 0 |  |  | 0 | 0 | 0 | 0
23.3 | Scheme-3: Supply, Installation, Commissioning of Fire Hydrant & Spray line above ground around stacker yard and crusher house, wagon tippler through conveyor belt with DV & DV Shed at CHP U-6/7. | Yet to be approve | - | 0 | 3.54 | 3.54 | 0 | 0 | 0 |  |  | 0 | 0 | 0 | 0
23.4 | Scheme-4: Design, Manufacturing, Supply, Erection and Commissioning of DRY FOG Dust Suppression system at Wagon Tippler, Conveyor Belt Transfer point at U-6/7 CHP Parli TPS. | Yet to be approve | - | 0 | 7 | 7 | 0 | 0 | 0 |  |  | 0 | 0 | 0 | 0
0 | IDC | Yet to be approve | - | 0 | 0 | 0 | 0 | 0 | 0 |  |  | 0 | 0 | 0 | 0
24 | Coal Mill Performance Improvement Schemes at U-6 & 7 (2 x 250 MW) Parli TPS | Yet to be approve | - | 0 | 0 | 0 | 0 | 0 | 0 |  |  | 0 | 0 | 0 | 0
24.1 | Scheme-1: Procurement And Replacement Of Internals For Reducer Gear Box Szn-630 & Sbn-630 for Bbd-4772 Coal Mills Of 250mw At Unit 6,7 Parli | Yet to be approve | - | 0 | 6.5 | 6.5 | 0 | 0 | 0 |  |  | 0 | 0 | 0 | 0
24.2 | Scheme-2: Supply, Replacement, Erection And Installation Of Foundation Deck Springs Assembly (Vibration Isolation System) For Bbd-4772 Coal Mill Of For 250mw Unit-6&7 At Parli Tps.. | Yet to be approve | - | 0 | 4.01 | 4.01 | 0 | 0 | 0 |  |  | 0 | 0 | 0 | 0
24.3 | Scheme-3: Procurement And Installation of Girth Gear And Pinion Of Coal Mill Bbd-4772 For Unit-6,7 At Parli TPS. | Yet to be approve | - | 0 | 14.24 | 14.24 | 0 | 0 | 0 |  |  | 0 | 0
24.4 | Scheme-4: Procurement And Installation of Drive Shaft Assembly Of Coal Mill BBD-4772 For Unit-6 ,7 At Parli TPS. | Yet to be approve | - | 0 | 9.18 | 9.18 | 0 | 0 | 0 |  |  | 0 | 0
24.5 | Scheme-5: Procurement And Replacement of Bearing Shell Liner For Bbd-4772 Coal Mills Of 250mw At Unit 6,7 Parli TPS. | Yet to be approve | - | 0 | 8.19 | 8.19 | 0 | 0 | 0 |  |  | 0 | 0
0 | IDC | Yet to be approve | - | 0 | 2 | 2 | 0 | 0 | 0 |  |  | 0 | 0
25 | Administrative building | Yet to be approved | - | 0 | 0 | 0 | 0 | 0 | 0 |  |  | 0 | 0
25.1 | Administrative building | Yet to be approved | - | 0 | 0 | 0 | 0 | 0 | 25 |  |  | 25 | -25
26 | DPR on Refurbishment of spare HPT module (Common pool item) at TM U#6,7 Parli TPS, Upgradation of Air Temperature Controlling system & Supply, Installation and commissioning of unit-6 air compressor & Upgradation of existing chiller AC plant for PCR,Service Building,VFD area at NPTPS Parli -V at TPS Parli -V | Yet to be approved | - | 0 | 0 | 0 | 0 | 0 | 0 |  |  | 0 | 0
26.1 | Refurbishment of spare HPT module (Common pool item) at TM U#6,7 Parli TPS | Yet to be approved | - | 0 | 9.21 | 9.21 | 0 | 0 | 0 |  |  | 0 | 0
26.2 | Design, Erection, Testing & Commissioning of Energy Efficient Air Washer (cooling) System at Unit 6&7 NPTPS, Parli-V. | Yet to be approved | - | 0 | 14.61 | 14.61 | 0 | 0 | 0 |  |  | 0 | 0
26.3 | Upgradation of reciprocating compressor into screw compressor at U#6 | Yet to be approved | - | 0 | 9.21 | 9.21 | 0 | 0 | 0 |  |  | 0 | 0
26.4 | Upgradation of existing chiller AC plant for PCR,Service Building,VFD area at NPTPS Parli -V | Yet to be approved | - | 0 | 8.62 | 8.62 | 0 | 0 | 0 |  |  | 0 | 0
0 | IDC | 0 | - | 0 | 1.41 | 1.41 | 0 | 0 | 0 |  |  | 0 | 0
Covid Related Work | U#6,7 Medical02 Oxygen Gr&Cyl Ozonization Plant501 | N.A. | - | 0 | 3.8414 | 3.8414 | 0 | 0 | 0 |  |  | 0 | 0
0 | 0 | 0 | - | 0 | 0 | 0 | 0 | 0 | 0 |  |  | 0 | 0
B | Asset received from Project of 6-7 | 0 | - | 0 | 0 | 0 | 0 | 0 | 0 |  |  | 0 | 0
1 | Enhanced Land Compensation LAR No-127/2003 | N.A. | - | 0 | 0.72651 | 0.72651 | 0 | 0 | 0 |  |  | 0 | 0
2 | Assets rec. from Project Boiler Plant and Equipments | N.A. | - | 0 | 14.2796 | 14.2796 | 0 | 0 | 0 |  |  | 0 | 0
3 | Assets rec. from Project & CivilBoiler Plant and Equipments | N.A. | - | 0 | 0.11889 | 0.11889 | 0 | 0 | 0 |  |  | 0 | 0
4 | Received from project 2010-11 - mechanical works o f Boiler Plant and Equipments | N.A. | - | 0 | 0.11889 | 0.11889 | 0 | 0 | 0 |  |  | 0 | 0
5 | Assets Received from project 2010-11 - Ash handling plant | N.A. | - | 0 | 0.076351 | 0.076351 | 0 | 0 | 0 |  |  | 0 | 0
6 | Bolero Jeep MH 19 AE 6941 | N.A. | - | 0 | 0.04236 | 0.04236 | 0 | 0 | 0 |  |  | 0 | 0
7 | Land owned under full title | N.A. | - | 0 | 0.60786 | 0.60786 | 0 | 0 | 0 |  |  | 0 | 0
8 | Assets rec. from Project & CivilBoiler Plant and Equipments | N.A. | - | 0 | 2.6343 | 2.6343 | 0 | 0 | 0 |  |  | 0 | 0
9 | Received from project 2010-11 - mechanical works o f Boiler Plant and Equipments | N.A. | - | 0 | 2.6343 | 2.6343 | 0 | 0 | 0 |  |  | 0 | 0
10 | Received from Project 2010-11 - Crane Hoising Equipment | N.A. | - | 0 | 0.012011 | 0.012011 | 0 | 0 | 0 |  |  | 0 | 0
11 | Enhancd Land CompnstnLarNo134/2003 Srvy No3Jlalp | 0 | - | 0 | 0.47069 | 0.47069 | 0 | 0 | 0 |  |  | 0 | 0
12 | Enhancd Land CompnstnLarNo273/2010Sangam Gat24,54, | 0 | - | 0 | 0.32732 | 0.32732 | 0 | 0 | 0 |  |  | 0 | 0
13 | Enhancd Land CompnstnLarNo273/2010Sangam Gat24,54, | 0 | - | 0 | 0.087899 | 0.087899 | 0 | 0 | 0 |  |  | 0 | 0
14 | Received from project 2010-11 - mechanical works of Boiler Plant and Equipments | 0 | - | 0 | 6.8808 | 6.8808 | 0 | 0 | 0 |  |  | 0 | 0
15 | Compnsn payment agst land acquired | 0 | - | 0 | 1.1658 | 1.1658 | 0 | 0 | 0 |  |  | 0 | 0
C | Yet to be submitted to MERC | 0 | - | 0 | 0 | 0 | 0 | 0 | 0 |  |  | 0 | 0
2 | Upgradation of PCAL to PADO upgradation Charger, UPS & upgradation of fast bus transfer scheme, Installation, Erection and Commissioning of Mill Fire Detection System at U#6,7, HT motors procurement & PLC upgradation. | Yet to be approved | - | 0 | 0 | 0 | 0 | 0 | 0 |  |  | 0 | 0
2.1 | Supply, Erection & Commissioning of 24 V,4500 AH Battery Charger at Unit 6&7,220 V,2500 AH Battery Charger at U-6&7, And110 V,400 AH Battery Charger at Khadka, Naikota Pump House, Parli Vaijnath. | Yet to be approved | - | 0 | 6.73 | 6.73 | 0 | 0 | 0 |  |  | 0 | 0
2.2 | Supply, Erection & Commissioning of 80 KVA UPS at U-6&7, Parli Vaijnath. | Yet to be approved | - | 0 | 1.7851 | 1.7851 | 0 | 0 | 0 |  |  | 0 | 0
2.3 | Up-gradation of BTS system at Unit 6 & 7 , Parli-Vaijnath. | Yet to be approved | - | 0 | 5.3761 | 5.3761 | 0 | 0 | 0 |  |  | 0 | 0
2.4 | Supply Installation, erection, and commissioning of Mill fire detection system at U# 6,7 NPTPS, Parli- V | Yet to be approved | - | 0 | 2.9378 | 2.9378 | 0 | 0 | 0 |  |  | 0 | 0
2.5 | Upgradation of Existing PCal System with Plant Performance Analysis Diagnostic and Optimization System (PADO) at Unit - 6,7 New Parli TPS, Parli-V. | Yet to be approved | - | 0 | 2.7534 | 2.7534 | 0 | 0 | 0 |  |  | 0 | 0
2.6 | Upgradation of expired and vulnerable SCADA, Operating System, and Hardware to improve life and communication system of DM Plant and Condenser Polishing Plant Unit 6&7 250 MW at NPTPS Parli V". | Yet to be approved | - | 0 | 4.58 | 4.58 | 0 | 0 | 0 |  |  | 0 | 0
2.7 | Procurement of Energy efficient HT motors at U#6,7, TPS Parli-V | Yet to be approved | - | 0 | 19.4028 | 19.4028 | 0 | 0 | 0 |  |  | 0 | 0
0 | IDC | 0 | - | 0 | 0.8 | 0.8 | 0 | 0 | 0 |  |  | 0 | 0
3 | DPR on Supply, Installation, and commissioning of complete Governing rack assembly at Unit -06 & 07 TPS Parli-V & Procurement of LPT inner-inner casing at Unit 07 TPS Parli-V. | Yet to be approved | - | 0 | 0 | 0 | 0 | 0 | 0 |  |  | 0 | 0
3.1 | Supply, Installation and Commissioning of complete governing rack assembly at Unit-06 TPS ,PARLI-V | Yet to be approved | - | 0 | 23.4231 | 23.4231 | 0 | 0 | 0 |  |  | 0 | 0
3.2 | Procurement of LPT inner-inner casing at Unit- 7 TPS, Parli-V | Yet to be approved | - | 0 | 15.57 | 15.57 | 0 | 0 | 0 |  |  | 0 | 0
0 | IDC | Yet to be approved | - | 0 | 0 | 0 | 0 | 0 | 0 |  |  | 0 | 0
4 | DPR on Procurement of BFP pumps, BFP booster pumps at Unit 6,7 Parli Vaijnath. Refurbishment of existing M/s Jindal make H2 gas Dryer, Refurbishment of existing M/s Donaldson make Instrument Air Dryer at Unit#6 Parli TPS & Repair and refurbishment of flowmore make ACW pump v.t model 24h/2 stage drawing no. csd/96502082k5(A)& HSC booster pump model fig 5821 size 350 x 300 drawing no. csd/96502082k5(b) at unit#6,7. | Yet to be approved | - | 0 | 0 | 0 | 0 | 0 | 0 |  |  | 0 | 0
4.1 | Procurement of Energy Efficient Cartridges of Boiler Feed Pumps at Unit #6&7 Parli TPS and BFP booster pumps at Unit 6,7 Parli Vaijnath. | Yet to be approved | - | 0 | 15 | 15 | 0 | 0 | 0 |  |  | 0 | 0
4.2 | Refurbishment of existing M/s Jindal make H2 gas Dryer at Unit #6&7 Parli TPS | Yet to be approved | - | 0 | 3.51 | 3.51 | 0 | 0 | 0 |  |  | 0 | 0
4.3 | Refurbishment of existing M/s Donaldson make Instrument Air Dryer at Unit#6 Parli TPS | Yet to be approved | - | 0 | 4.59 | 4.59 | 0 | 0 | 0 |  |  | 0 | 0
4.4 | Repair and refurbishment of flowmore make ACW pump v.t model 24h/2 stage drawing no. csd/96502082k5(A)& HSC booster pump model fig 5821 size 350 x 300 drawing no. csd/96502082k5(b) at unit#6,7. | Yet to be approved | - | 0 | 3.89 | 3.89 | 0 | 0 | 0 |  |  | 0 | 0
0 | IDC | Yet to be approved | - | 0 | 0 | 0 | 0 | 0 | 0 |  |  | 0 | 0
5 | Bolier Improvement schemes at U#6,7 Parli TPS | Yet to be approved | - | 0 | 0 | 0 | 0 | 0 | 0 |  |  | 0 | 0
5.1 | Procurment & replacement of Four complete set of APH basket ay U#6 & 7 | Yet to be approved | - | 0 | 10 | 10 | 0 | 0 | 0 |  |  | 0 | 0
5.2 | PROCUREMENT & REPLACEMENT OF COAL COMPARATMENT ASSEMBLIES FOR 250 MW UNIT-6 & 7 AT PARLI TPS | Yet to be approved | - | 0 | 2.55 | 2.55 | 0 | 0 | 0 |  |  | 0 | 0
5.3 | Procurement & replacement of complete set of Reheater coils for U- 6 & 7 | Yet to be approved | - | 0 | 22.5 | 22.5 | 0 | 0 | 0 |  |  | 0 | 0
5.4 | Procurement & replacement of complete set of Platen SH coil for U- 6 & 7 | Yet to be approved | - | 0 | 25.5 | 25.5 | 0 | 0 | 0 |  |  | 0 | 0
5.5 | Procurement & replacement of shell liner for U-6&7 | Yet to be approved | - | 0 | 3.5 | 3.5 | 0 | 0 | 0 |  |  | 0 | 0
5.6 | Procurement & replacement of FD fan assembly with blade set at U#6,7 | Yet to be approved | - | 0 | 8 | 8 | 0 | 0 | 0 |  |  | 0 | 0
0 | IDC | Yet to be approved | - | 0 | 0 | 0 | 0 | 0 | 0 |  |  | 0 | 0
6 | Bolier plant performance Improvement schemes at U#6,7 Parli TPS | Yet to be approved | - | 0 | 0 | 0 | 0 | 0 | 0 |  |  | 0 | 0
6.1 | PROCUREMENT & REPLACEMENT OF COAL COMPARATMENT ASSEMBLIES FOR 250 MW UNIT-6 & 7 AT PARLI TPS | Yet to be approved | - | 0 | 0 | 0 | 0 | 1.35 | 1.35 |  |  | 1.35 | 0
6.2 | Procurement & replacement of shell liner for U-6&7 | Yet to be approved | - | 0 | 0 | 0 | 0 | 0 | 0 |  |  | 0 | 0
6.3 | Procurement & replacement of water wall Z panel & water wall soot blower panel at U#6,7 | Yet to be approved | - | 0 | 0 | 0 | 0 | 3.5 | 3.5 |  |  | 3.5 | 0
6.4 | Procurement & Replacement of Two complete set of APH Baskets at 250 MW Unit-7, Parli TPS. | Yet to be approved | - | 0 | 0 | 0 | 0 | 0 | 0 |  |  | 0 | 0
0 | IDC | Yet to be approved | - | 0 | 0 | 0 | 0 | 0 | 0 |  |  | 0 | 0
7 | ESP Upgradation at U#6,7 | Yet to be approved | - | 0 | 0 | 0 | 0 | 0 | 0 |  |  | 0 | 0
7.1 | Procurement & replacement of all emitting coils & collecting plates of ESP & Procurement & replacement of ESP internals at U#6,7 Parli TPS & Replacement of thermal insulation of boiler, ducts & steam piping along with supply | Yet to be approved | - | 0 | 0 | 0 | 0 | 25 | 25 |  |  | 25 | 0
7.2 | Replacement of thermal insulation of boiler, ducts & steam piping along with supply | Yet to be approved | - | 0 | 0 | 0 | 0 | 0 | 0 |  |  | 0 | 0
0 | IDC | Yet to be approved | - | 0 | 0 | 0 | 0 | 0 | 0 |  |  | 0 | 0
8 | Augmentation of Dautpur & Sandawa premises water recovery system | Yet to be approved | - | 0 | 0 | 0 | 0 | 0 | 0 |  |  | 0 | 0
8.1 | Supply, erection & commissioning of VT pumps for waste water recovery at TM-NPTPS, Parli-V | Yet to be approved | - | 0 | 9.3 | 9.3 | 0 | 0 | 0 |  |  | 0 | 0
8.2 | RENOVATION OF ASH WATER RECOVERY SUPPLY SYSTEM INCLUDING ERECTION & COMMISSIONING LT BOARD 11KV/415V SUBSTATION WITH 11KV OH LINE AT SANDWA & DAUTPUR PUMP HOUSE | Yet to be approved | - | 0 | 12.42 | 12.42 | 0 | 0 | 0 |  |  | 0 | 0
8.3 | Construction of New Sandwa recovery pump house at NPTPS Parli Vaijnath. | Yet to be approved | - | 0 | 4.14 | 4.14 | 0 | 0 | 0 |  |  | 0 | 0
0 | IDC | Yet to be approved | - | 0 | 0 | 0 | 0 | 0 | 0 |  |  | 0 | 0
9 | DPR on Modification of governing system from low pressure to high pressure at Unit-06 TPS, PARLI-V and Procurement of CW pumps at Unit 6,7 Parli Vaijnath. | Yet to be approved | - | 0 | 0 | 0 | 0 | 0 | 0 |  |  | 0 | 0
9.1 | Modification of governing system from low pressure to high pressure at Unit-06 TPS, PARLI-V | 0 | - | 0 | 15 | 15 | 0 | 0 | 0 |  |  | 0 | 0
9.2 | Procurement of CW pumps at Unit 6,7 Parli Vaijnath | Yet to be approved | - | 0 | 23 | 23 | 0 | 0 | 0 |  |  | 0 | 0
0 | IDC | Yet to be approved | - | 0 | 0 | 0 | 0 | 0 | 0 |  |  | 0 | 0
10 | DPR on Procurement of HP, IP and LP Turbine bladesat Unit 6,7 Parli Vaijnath. | Yet to be approved | - | 0 | 0 | 0 | 0 | 0 | 0 |  |  | 0 | 0
10.1 | Procurement of HP, IP and LP Turbine blade set Unit 6,7 Parli Vaijnath. | Yet to be approved | - | 0 | 25 | 25 | 0 | 0 | 0 |  |  | 0 | 0
0 | IDC | Yet to be approved | - | 0 | 0 | 0 | 0 | 0 | 0 |  |  | 0 | 0
11 | DPR on Procurement of CEP pumps | Yet to be approved | - | 0 | 0 | 0 | 0 | 0 | 0 |  |  | 0 | 0
11.1 | Procurement of CEP pumps | Yet to be approved | - | 0 | 25 | 25 | 0 | 0 | 0 |  |  | 0 | 0
0 | IDC | Yet to be approved | - | 0 | 0 | 0 | 0 | 0 | 0 |  |  | 0 | 0
12 | DPR on Retrofitting of NDCT at Unit 6,7 Parli Vaijnath. and Upgradation of existing chiller AC plant for at Unit 7 Parli Vaijnath. | Yet to be approved | - | 0 | 0 | 0 | 0 | 0 | 0 |  |  | 0 | 0
12.1 | Retrofitting of NDCT at Unit 6,7 Parli Vaijnath. | Yet to be approved | - | 0 | 25 | 25 | 0 | 0 | 0 |  |  | 0 | 0
12.2 | Upgradation of existing chiller AC plant for at Unit 7 Parli Vaijnath. | Yet to be approved | - | 0 | 9 | 9 | 0 | 0 | 0 |  |  | 0 | 0
0 | IDC | Yet to be approved | - | 0 | 0 | 0 | 0 | 0 | 0 |  |  | 0 | 0
13 | DPR on various types of coolers at TPS Parli-Vaijnath | Yet to be approved | - | 0 | 0 | 0 | 0 | 0 | 0 |  |  | 0 | 0
13.1 | Procurement of H2 cooler, BFP coolers, generator exciter cooler, seal oil coolers at Unit 6,7 Parli Vaijnath. | Yet to be approved | - | 0 | 28 | 28 | 0 | 0 | 0 |  |  | 0 | 0
0 | IDC | Yet to be approved | - | 0 | 0 | 0 | 0 | 0 | 0 |  |  | 0 | 0
14 | DPR on Upgradation of screw type compressor at U#7 Parli Vaijnath., Supply, erection & commissioning of Fire Fighting pressure system (pneumatic) at unit 6,7 and 8 at PTPS, Parli-V and Procurement of BFP discharge valve, BFP recirculation valve and gland steam inlet / outlet valves at Unit 6,7 Parli Vaijnath. | Yet to be approved | - | 0 | 0 | 0 | 0 | 0 | 0 |  |  | 0 | 0
14.1 | Upgradation of screw type compressor at U#7 Parli Vaijnath. | Yet to be approved | - | 0 | 11 | 11 | 0 | 0 | 0 |  |  | 0 | 0
14.2 | Supply, erection & commissioning of Fire Fighting pressure system (pneumatic) at unit 6,7 and 8 at PTPS, Parli-V | Yet to be approved | - | 0 | 12 | 12 | 0 | 0 | 0 |  |  | 0 | 0
14.3 | Procurement of BFP discharge valve, BFP recirculation valve and gland steam inlet / outlet valves at Unit 6,7 Parli Vaijnath. | Yet to be approved | - | 0 | 11 | 11 | 0 | 0 | 0 |  |  | 0 | 0
0 | IDC | Yet to be approved | - | 0 | 0 | 0 | 0 | 0 | 0 |  |  | 0 | 0
15 | COAL HANDLING PLANT PERFORMANCE IMPROVEMENT BY SYSTEM UPGRADATION AT Unit 6 ,7 CHP ( 2X 250MW), Parli TPS. | Yet to be approved | - | 0 | 0 | 0 | 0 | 0 | 0 |  |  | 0 | 0
15.1 | Refurbishment of single stream conveyor drives : Procurement of Various types of Gearbox for single stream conveyor drives of 2X 250 MW CHP U6&7 Parli TPS. | Yet to be approved | - | 0 | 8.37 | 8.37 | 0 | 0 | 0 |  |  | 0 | 0
15.2 | Refurbishment of single stream conveyor drives : Procurement of Various types of fluid couplings for single stream conveyor drives of 2X 250 MW CHP U6&7 Parli TPS. | Yet to be approved | - | 0 | 0.46 | 0.46 | 0 | 0 | 0 |  |  | 0 | 0
15.3 | Refurbishment of single stream conveyor drives : Procurement of ENERGY EFFICIENT HT MOTORS for single stream conveyor drives of 2X 250 MW CHP U6&7 Parli TPS. | Yet to be approved | - | 0 | 2.87 | 2.87 | 0 | 0 | 0 |  |  | 0 | 0
15.4 | Refurbishment of single stream conveyor drives : Procurement of HT vacuum circuit breakers for single stream conveyor drives of 2X 250 MW CHP U6&7 Parli TPS. | Yet to be approved | - | 0 | 0.78 | 0.78 | 0 | 0 | 0 |  |  | 0 | 0
15.5 | Supply, Erection & Commissioning of street light from U6/7 railway gate to loco shed of CHP U6/7 NPTPS Parli-V | Yet to be approved | - | 0 | 1.25 | 1.25 | 0 | 0 | 0 |  |  | 0 | 0
15.6 | Strengthening of U-6 Bunkers at CHP NPTPS | Yet to be approved | - | 0 | 8.79 | 8.79 | 0 | 0 | 0 |  |  | 0 | 0
15.7 | Supply and commissioning of Suspended Magnets for U-6,7 CHP NPTPS | Yet to be approved | - | 0 | 2.55 | 2.55 | 0 | 0 | 0 |  |  | 0 | 0
15.8 | Modification of 60 KG rail track with laying crossover turnout at NMVP sliding CHP NPTPS | Yet to be approved | - | 0 | 4.75 | 4.75 | 0 | 0 | 0 |  |  | 0 | 0
0 | IDC | Yet to be approved | - | 0 | 0 | 0 | 0 | 0 | 0 |  |  | 0 | 0
16 | DPR for normalization and stabilization of coal handling plant performance at Parli TPS | 0 | - | 0 | 0 | 0 | 0 | 0 | 0 |  |  | 0 | 0
16.1 | Procurement of U-6,7 W/T Major spares | Yet to be approved | - | 0 | 10 | 10 | 0 | 0 | 0 |  |  | 0 | 0
16.2 | Supply of impact crusher major spares for CHP U-6/7 | Yet to be approved | - | 0 | 5 | 5 | 0 | 0 | 0 |  |  | 0 | 0
16.3 | Provision of Soft starter / VFD for Various conveyor | Yet to be approved | - | 0 | 8 | 8 | 0 | 0 | 0 |  |  | 0 | 0
16.4 | Upgradation of siemens make PLC at U-6/7. | Yet to be approved | - | 0 | 8 | 8 | 0 | 0 | 0 |  |  | 0 | 0
16.5 | Procurement of U-6/7 Stacker reclaimer major spares | Yet to be approved | - | 0 | 12 | 12 | 0 | 0 | 0 |  |  | 0 | 0
16.6 | Design, supply and commissioning of solar operated lighting system in CHP U-6,7 | Yet to be approved | - | 0 | 15 | 15 | 0 | 0 | 0 |  |  | 0 | 0
16.7 | Installation of CCTV survillance system alongwith all conveyors. | Yet to be approved | - | 0 | 4 | 4 | 0 | 0 | 0 |  |  | 0 | 0
16.8 | Upgradation / Retrofication of Bunker Lifts of Unit-6 & Unit-7 at CHP TPS Parli-V. | Yet to be approved | - | 0 | 3.25 | 3.25 | 0 | 0 | 0 |  |  | 0 | 0
0 | IDC | Yet to be approved | - | 0 | 0 | 0 | 0 | 0 | 0 |  |  | 0 | 0
17 | DPR for maximiation of Coal Handling Plant efficiency. | Yet to be approved | - | 0 | 0 | 0 | 0 | 0 | 0 |  |  | 0 | 0
17.1 | W/T control room & bunker house battery & UPS upgradation | Yet to be approved | - | 0 | 0 | 0 | 0 | 3 | 3 |  |  | 3 | 0
17.2 | Provision of Soft starter / VFD for Various conveyor | Yet to be approved | - | 0 | 0 | 0 | 0 | 8 | 8 |  |  | 8 | 0
17.3 | Structure Strengthening of Conveyor NO. 3 and Stacker Reclaimer Rail at U-6/7 CHP | Yet to be approved | - | 0 | 0 | 0 | 0 | 3 | 3 |  |  | 3 | 0
17.4 | Modernization/modification of Conveyor HT/LT cables at U-6/7 CHP. | Yet to be approved | - | 0 | 0 | 0 | 0 | 4 | 4 |  |  | 4 | 0
17.5 | Modernization of EOT cranes and Hoist at various junction tower and various location of CHP U-6/7 | Yet to be approved | - | 0 | 0 | 0 | 0 | 3 | 3 |  |  | 3 | 0
17.6 | Renovation / retrofitting of shuttle conveyor at CHP U-6/7. | Yet to be approved | - | 0 | 0 | 0 | 0 | 4 | 4 |  |  | 4 | 0
17.7 | Upgradation/renovation of bunker lift at RSC-6 & 7 of CHP U-6/7 | Yet to be approved | - | 0 | 0 | 0 | 0 | 4 | 4 |  |  | 4 | 0
0 | IDC | Yet to be approved | - | 0 | 0 | 0 | 0 | 0 | 0 |  |  | 0 | 0
18 | DPR on life enhancement of Coal Handling Plant | Yet to be approved | - | 0 | 0 | 0 | 0 | 0 | 0 |  |  | 0 | 0
18.1 | Renovation, upgradation & capacity enhancement of LT switch gear panels at W/T, S/R and CHP control Switch board at CHP U-6/7. | Yet to be approved | - | 0 | 0 | 0 | 0 | 0 | 0 |  |  | 0 | 0
18.2 | Procurement & installation of Belt tear detection system | Yet to be approved | - | 0 | 0 | 0 | 0 | 0 | 0 |  |  | 0 | 0
18.3 | Conveyor gravity takeup infrastructure strengthening work | Yet to be approved | - | 0 | 0 | 0 | 0 | 0 | 0 |  |  | 0 | 0
18.4 | Replacement of vibrating feeder-I with Apron Feeder at CHP U-6/7. | Yet to be approved | - | 0 | 0 | 0 | 0 | 0 | 0 |  |  | 0 | 0
0 | IDC | Yet to be approved | - | 0 | 0 | 0 | 0 | 0 | 0 |  |  | 0 | 0
19 | DPR for stabiliazation of Coal Handling Performance. | Yet to be approved | - | 0 | 0 | 0 | 0 | 0 | 0 |  |  | 0 | 0
19.1 | Drive modification of Stacker Reclaimer slewing system. | Yet to be approved | - | 0 | 0 | 0 | 0 | 0 | 0 |  |  | 0 | 0
19.2 | Retrofitting of Side Arm Charger-I & II at CHP U-6,7 | Yet to be approved | - | 0 | 0 | 0 | 0 | 0 | 0 |  |  | 0 | 0
19.3 | Provision of open Wagon Tippler at CHP U-6/7 | Yet to be approved | - | 0 | 0 | 0 | 0 | 0 | 0 |  |  | 0 | 0
19.4 | Refurbishment of Apron Feeder at CHP U-6,7 | Yet to be approved | - | 0 | 0 | 0 | 0 | 0 | 0 |  |  | 0 | 0
0 | IDC | Yet to be approved | - | 0 | 0 | 0 | 0 | 0 | 0 |  |  | 0 | 0
20 | Procurement & Replacement of 220V station batteries, 360V UPS batteries, 24V DCS batteries , 360V UPS AHP batteries at U6 & U7 NPTPS | Yet to be approved | - | 0 | 0 | 0 | 0 | 0 | 0 |  |  | 0 | 0
20.1 | Procurement & Replacement of 220V station batteries, 360V UPS batteries, 24V DCS batteries , 360V UPS AHP batteries at U6 & U7 NPTPS | Yet to be approved | - | 0 | 0 | 0 | 0 | 0 | 0 |  |  | 0 | 0
0 | IDC | Yet to be approved | - | 0 | 0 | 0 | 0 | 0 | 0 |  |  | 0 | 0
21 | DPR on Various electricle maintenance schemes at Unit 6,7 NPTPS Parli-V | Yet to be approved | - | 0 | 0 | 0 | 0 | 0 | 0 |  |  | 0 | 0
21.1 | Rennovation of Khadka & Naikota switchyard including replacement of Transformer and 33 KV outdoor type VCBs | Yet to be approved | - | 0 | 10 | 10 | 0 | 0 | 0 |  |  | 0 | 0
21.2 | Replacement of Khadka ,naikota 6.6 KV HT Breaker Panel , breaker trolleys and control cabinet | Yet to be approved | - | 0 | 5 | 5 | 0 | 0 | 0 |  |  | 0 | 0
21.3 | Replacement of LT breakers & modules at Unit 7 | Yet to be approved | - | 0 | 10 | 10 | 0 | 0 | 0 |  |  | 0 | 0
21.4 | Rennovation/Replacement of Boiler & Turbine side lighting by energy efficient LED lighting at unit 6&7, NPTPS, Parli vaijnath | Yet to be approved | - | 0 | 3 | 3 | 0 | 0 | 0 |  |  | 0 | 0
21.5 | nstallation of VFD for CEP, FD Fan, Seal Air Fan & HFO pump motors at unit 6&7, NPTPS, Parli Vaijnath | Yet to be approved | - | 0 | 10 | 10 | 0 | 0 | 0 |  |  | 0 | 0
0 | IDC | Yet to be approved | - | 0 | 0 | 0 | 0 | 0 | 0 |  |  | 0 | 0
22 | Renovation of Colony Electrical supply system & also replacement of wiring of all Types of buildings ,street light,highmast etc | Yet to be approved | - | 0 | 0 | 0 | 0 | 0 | 0 |  |  | 0 | 0
22.1 | Renovation of Colony Electrical supply system & also replacement of wiring of all Types of buildings ,street light,highmast etc | Yet to be approved | - | 0 | 25 | 25 | 0 | 0 | 0 |  |  | 0 | 0
0 | IDC | Yet to be approved | - | 0 | 0 | 0 | 0 | 0 | 0 |  |  | 0 | 0
23 | UPGRADATION OF EXPIRED AND VULNERABLE Scada, operating system and hardware to improve life and communication system of IAC,OHP & PTP plant UNIT 6&7 250MW at NPTPS PARLI V" & Emission Monitoring & Water Quality Analysers system Upgradation Schemes | Yet to be approved | - | 0 | 0 | 0 | 0 | 0 | 0 |  |  | 0 | 0
23.1 | UPGRADATION OF EXPIRED AND VULNERABLE Scada, operating system and hardware to improve life and communication system of IAC,OHP & PTP plant UNIT 6&7 250MW at NPTPS PARLI V". | Yet to be approved | - | 0 | 0 | 0 | 0 | 2 | 2 |  |  | 2 | 0
23.2 | Up gradation of SWAS system at U 7,NPTPS | Yet to be approved | - | 0 | 3 | 3 | 0 | 0 | 0 |  |  | 0 | 0
23.3 | Oxygen measurement APH and at ID outlet | Yet to be approved | - | 0 | 1 | 1 | 0 | 0 | 0 |  |  | 0 | 0
23.4 | Up gradation of Drum level measurement system at Unit – 6 &7 New Parli TPS, Parli-V | Yet to be approved | - | 0 | 3 | 3 | 0 | 0 | 0 |  |  | 0 | 0
23.5 | OLCC SYSTEM UPGRADATION U6 & U7 | Yet to be approved | - | 0 | 2 | 2 | 0 | 0 | 0 |  |  | 0 | 0
23.6 | Up gradation of Boiler tubes leakage detection system & Furnace flame mapping with video camera at Unit – 6 &7 New Parli TPS, Parli-V | Yet to be approved | - | 0 | 4 | 4 | 0 | 0 | 0 |  |  | 0 | 0
23.7 | Unit7 LVS system SCADA/HMI upgradation | Yet to be approved | - | 0 | 1 | 1 | 0 | 0 | 0 |  |  | 0 | 0
23.8 | Upgradation of Instrumentation & control lab | Yet to be approved | - | 0 | 1.5 | 1.5 | 0 | 0 | 0 |  |  | 0 | 0
0 | IDC | Yet to be approved | - | 0 | 0 | 0 | 0 | 0 | 0 |  |  | 0 | 0
24 | Control and monitoring system upgradation at U6&7 NPTPS & Various Instrumentation schemes at Unit 6,7, NPTPS Parli-V | Yet to be approved | - | 0 | 0 | 0 | 0 | 0 | 0 |  |  | 0 | 0
24.1 | Upgradation of level, flow & pressure measurement system | Yet to be approved | - | 0 | 0 | 0 | 0 | 0 | 0 |  |  | 0 | 0
24.2 | Up gradation of Vibration Monitoring System(VMS) at Unit – 6 &7 Parli TPS, Parli-V | Yet to be approved | - | 0 | 0 | 0 | 0 | 5 | 5 |  |  | 5 | 0
24.3 | Upgradation of feedstation valve contol instruments. | Yet to be approved | - | 0 | 0 | 0 | 0 | 0 | 0 |  |  | 0 | 0
24.4 | Supply of various instuments like H2 Dew point measurement system spares, Hydrogen analyzer, H2 leak detection system spares etc.Critical/Non-Critical Spares sub-assembly for performance improvement | Yet to be approved | - | 0 | 0 | 0 | 0 | 3 | 3 |  |  | 3 | 0
24.5 | Online Water flow Monitoring System at Khadka | Yet to be approved | - | 0 | 0 | 0 | 0 | 0 | 0 |  |  | 0 | 0
24.6 | Upgradation of CO analyser at APH inlete and SOX NOX gas analyser installed at ID discharge along with remote calibration facility and connectivity to CPCB and MPCB as per latest CPCB Guidelines | Yet to be approved | - | 0 | 0 | 0 | 0 | 0 | 0 |  |  | 0 | 0
24.7 | Supply, Erection and Commissioning of Effluent Analyser for the parameters like COD, BOD, TSS & PH installed at ETP & STP outlet of the NPTPS, Parli. complying CPCB / MPCB Guidelines. | Yet to be approved | - | 0 | 0 | 0 | 0 | 0 | 0 |  |  | 0 | 0
0 | IDC | Yet to be approved | - | 0 | 0 | 0 | 0 | 0 | 0 |  |  | 0 | 0
25 | Detailed Project Report on ‘Supply, installation, restoration, up-gradation and revamping of Fire Protection Systems viz. Under ground Fire Pipe Lines, Static Fire Water Pumps, Fire Hydrant System, Passive Fire Protection System, DV House Construction & Fire Water/Foam Spray System at plant & ODP area of Unit-6, 7 & 8 of Parli TPS, Parli Vaijnath’. | Yet to be approved | - | 0 | 0 | 0 | 0 | 0 | 0 |  |  | 0 | 0
25.1 | Work of replacement of damaged/leaky underground Fire Water Pipelines and Static Fire water Pumps at Plant (Unit-6, 7 & 8) and ODP area of Parli TPS including required material viz. MSERW Pipes/Steel, etc. | Yet to be approved | - | 0 | 17 | 17 | 0 | 0 | 0 |  |  | 0 | 0
25.2 | Restoration of Deluge Valve system along with work of repairing/reconstruction (with relocation for safe operation) of damaged Deluge Valve Houses at Plant & ODP area of Parli TPS Unit#6, 7 & 8. | Yet to be approved | - | 0 | 10 | 10 | 0 | 0 | 0 |  |  | 0 | 0
25.3 | Supply, Rectification and Installation of addressable fire alarm system and Fire suppression system at unit 6 & 7,Parli TPS. | Yet to be approved | - | 0 | 7 | 7 | 0 | 0 | 0 |  |  | 0 | 0
0 | IDC | Yet to be approved | - | 0 | 0 | 0 | 0 | 0 | 0 |  |  | 0 | 0
26 | ASH EVACUATION IMPROVEMENT AND PERFORMANCE & EFFICIENCY OF ASH HANDLING SYSTEM At NPTPS Parli-V AT TPS PARLI-V. | Yet to be approved | - | 0 | 0 | 0 | 0 | 0 | 0 |  |  | 0 | 0
26.1 | DESIGN , SUPPLY & REPLCEMENT OF ASH DISPOSAL SLURRY PUMP COMPLTE ASSEMBLY ALONG WITH GEAR BOX, MOTORS U-6 | Yet to be approved | - | 0 | 1.24 | 1.24 | 0 | 0 | 0 |  |  | 0 | 0
26.2 | DESIGN , SUPPLY & REPLCEMENT OF HP WATER PUMP COMPLTE ASSEMBLY ALONG WITH GEAR BOX, MOTORS U-6 | Yet to be approved | - | 0 | 1.17 | 1.17 | 0 | 0 | 0 |  |  | 0 | 0
26.3 | Upgradation of reciprocating Conveying Air compressor into screw compressor at U#6 | Yet to be approved | - | 0 | 5.98 | 5.98 | 0 | 0 | 0 |  |  | 0 | 0
26.4 | Upgradation of reciprocating Instrument Air compressor into screw compressor at U#6 | Yet to be approved | - | 0 | 3.98 | 3.98 | 0 | 0 | 0 |  |  | 0 | 0
26.5 | Procurement & replacement of 300 NB,200NB Cash Basalt Pipelines with the existing MSERW pipe of ash disposal system of Unit #6& 7 at Parli TPS, Parli V . | Yet to be approved | - | 0 | 6.61 | 6.61 | 0 | 0 | 0 |  |  | 0 | 0
26.6 | DESIGN , SUPPLY & REPLCEMENT VACUUM PUMP U6 | Yet to be approved | - | 0 | 1.41 | 1.41 | 0 | 0 | 0 |  |  | 0 | 0
26.7 | Work of Repairing & Reconditioning of Single Roll Clinker Grinder assembly from OEM on as and when required basis at AHP(2X250),Unit-6&7 Parli TPS,Parli-V. | Yet to be approved | - | 0 | 0.65 | 0.65 | 0 | 0 | 0 |  |  | 0 | 0
26.8 | Work of complete Reconditioning and refurbishment of various spares in Unit 6&7, Parli TPS, Parli-V | Yet to be approved | - | 0 | 0.73 | 0.73 | 0 | 0 | 0 |  |  | 0 | 0
26.9 | Transmission drive system & Fluid coupling replacements. | Yet to be approved | - | 0 | 2.92 | 2.92 | 0 | 0 | 0 |  |  | 0 | 0
26.1 | DESIGN , SUPPLY & REPLCEMENT OF ASH INLET VALVE COMPLETE ASSEBLY U6 | Yet to be approved | - | 0 | 2.6 | 2.6 | 0 | 0 | 0 |  |  | 0 | 0
26.11 | UPGRADATION OF EXPIRED AND VULNERABLE Scada, operating system and hardware to improve life and communication system of Ash handling plant UNIT 6&7 250MW at NPTPS PARLI V". | Yet to be approved | - | 0 | 3 | 3 | 0 | 0 | 0 |  |  | 0 | 0
0 | IDC | Yet to be approved | - | 0 | 0 | 0 | 0 | 0 | 0 |  |  | 0 | 0
27 | ASH EVACUATION IMPROVEMENT AND PERFORMANCE & EFFICIENCY OF ASH HANDLING SYSTEM At NPTPS Parli-V AT TPS PARLI-V. | Yet to be approved | - | 0 | 0 | 0 | 0 | 0 | 0 |  |  | 0 | 0
27.1 | Upgradation of reciprocating Conveying Air compressor into screw compressor at U#7 | Yet to be approved | - | 0 | 5.98 | 5.98 | 0 | 0 | 0 |  |  | 0 | 0
27.2 | Upgradation of reciprocating Instrument Air compressor into screw compressor at U#7 | Yet to be approved | - | 0 | 3.98 | 3.98 | 0 | 0 | 0 |  |  | 0 | 0
27.3 | DESIGN , SUPPLY & REPLCEMENT OF ASH DISPOSAL SLURRY PUMP COMPLTE ASSEMBLY ALONG WITH GEAR BOX, MOTORS U-7 | Yet to be approved | - | 0 | 1.24 | 1.24 | 0 | 0 | 0 |  |  | 0 | 0
27.4 | DESIGN , SUPPLY & REPLCEMENT OF HP WATER PUMP COMPLTE ASSEMBLY ALONG WITH GEAR BOX, MOTORS U-7 | Yet to be approved | - | 0 | 1.17 | 1.17 | 0 | 0 | 0 |  |  | 0 | 0
27.5 | DESIGN , SUPPLY & REPLCEMENT VACUUM PUMP U7. | Yet to be approved | - | 0 | 1.41 | 1.41 | 0 | 0 | 0 |  |  | 0 | 0
27.6 | DESIGN , SUPPLY & REPLCEMENT BRANCH SEGEGATION COMPLETE VALVE ASSEBLY U7 | Yet to be approved | - | 0 | 1 | 1 | 0 | 0 | 0 |  |  | 0 | 0
27.7 | DESIGN , SUPPLY & REPLCEMENT BRANCH VALVE & ASH INLET VALVE U7 | Yet to be approved | - | 0 | 2.6 | 2.6 | 0 | 0 | 0 |  |  | 0 | 0
27.8 | Procurement of MOTORS, RELAY ,BREAKERS & RETROFITTING for pumps , IAC/CAC to improve availability & performance of Bottom ash, Coarse Ash & fly ash system of AHP, unit -7 | Yet to be approved | - | 0 | 3.5 | 3.5 | 0 | 0 | 0 |  |  | 0 | 0
27.9 | Procurement of Replcement Water valve, AUDCO valve | Yet to be approved | - | 0 | 0.5 | 0.5 | 0 | 0 | 0 |  |  | 0 | 0
27.1 | Procurement & replacement of Bottom ash clinker grinder | Yet to be approved | - | 0 | 1.89 | 1.89 | 0 | 0 | 0 |  |  | 0 | 0
27.11 | UPGRADATION OF EXPIRED AND VULNERABLE Scada, operating system and hardware to improve life and communication system of HCSD Ash handling plant UNIT 6&7 250MW at NPTPS PARLI V" | Yet to be approved | - | 0 | 2.5 | 2.5 | 0 | 0 | 0 |  |  | 0 | 0
0 | IDC | Yet to be approved | - | 0 | 0 | 0 | 0 | 0 | 0 |  |  | 0 | 0
28 | ASH EVACUATION IMPROVEMENT AND PERFORMANCE & EFFICIENCY OF ASH HANDLING SYSTEM At NPTPS Parli-V AT TPS PARLI-V. | Yet to be approved | - | 0 | 0 | 0 | 0 | 0 | 0 |  |  | 0 | 0
28.1 | GEHO pump critical assemblies replacement. | Yet to be approved | - | 0 | 0 | 0 | 0 | 13.32 | 13.32 |  |  | 13.32 | 0
28.2 | DESIGN , SUPPLY & REPLCEMENT OF HP WATER PUMP COMPLTE ASSEMBLY ALONG WITH GEAR BOX, MOTORS | Yet to be approved | - | 0 | 0 | 0 | 0 | 1.17 | 1.17 |  |  | 1.17 | 0
28.3 | Upgradation of BA clinker grinder at U#6/7 | Yet to be approved | - | 0 | 0 | 0 | 0 | 2.08 | 2.08 |  |  | 2.08 | 0
28.4 | Scheme 4: Spares for premium make ash mixer gear box H1-160 5.06/1, P2 O No.160106, Sr No.2RF 12629 & H1-180 1.35/1 | Yet to be approved | - | 0 | 0 | 0 | 0 | 0.42 | 0.42 |  |  | 0.42 | 0
28.5 | Spares for premium make ash mixer gear box VB2SA-225 17.1/1p1 | Yet to be approved | - | 0 | 0 | 0 | 0 | 0.34 | 0.34 |  |  | 0.34 | 0
28.6 | DESIGN , SUPPLY & REPLCEMENT VACUUM PUMP | Yet to be approved | - | 0 | 0 | 0 | 0 | 1.41 | 1.41 |  |  | 1.41 | 0
0 | IDC | Yet to be approved | - | 0 | 0 | 0 | 0 | 0 | 0 |  |  | 0 | 0
29 | ASH EVACUATION IMPROVEMENT AND PERFORMANCE & EFFICIENCY OF ASH HANDLING SYSTEM At NPTPS Parli-V AT TPS PARLI-V. | Yet to be approved | - | 0 | 0 | 0 | 0 | 0 | 0 |  |  | 0 | 0
29.1 | Procurement & replacement of 300 NB,200NB Cash Basalt Pipelines with the existing MSERW pipe of ash disposal system of Unit #6& 7 at Parli TPS, Parli V . | Yet to be approved | - | 0 | 0 | 0 | 0 | 0 | 0 |  |  | 0 | 0
29.2 | Procurement of MOTORS, RELAY ,BREAKERS & RETROFITTING for pumps , IAC/CAC to improve availability & performance of Bottom ash, Coarse Ash & fly ash system of AHP, unit 6 | Yet to be approved | - | 0 | 0 | 0 | 0 | 0 | 0 |  |  | 0 | 0
29.3 | DESIGN , SUPPLY & REPLCEMENT VACUUM PUMP U#6 | Yet to be approved | - | 0 | 0 | 0 | 0 | 0 | 0 |  |  | 0 | 0
0 | IDC | Yet to be approved | - | 0 | 0 | 0 | 0 | 0 | 0 |  |  | 0 | 0
30 | ASH EVACUATION IMPROVEMENT AND PERFORMANCE & EFFICIENCY OF ASH HANDLING SYSTEM At NPTPS Parli-V AT TPS PARLI-V. | Yet to be approved | - | 0 | 0 | 0 | 0 | 0 | 0 |  |  | 0 | 0
30.1 | DESIGN , SUPPLY & REPLCEMENT VACUUM PUMP | Yet to be approved | - | 0 | 0 | 0 | 0 | 0 | 0 |  |  | 0 | 0
30.2 | DESIGN , SUPPLY & REPLCEMENT OF ASH DISPOSAL SLURRY PUMP COMPLTE ASSEMBLY ALONG WITH GEAR BOX, MOTORS U-6& 7 | Yet to be approved | - | 0 | 0 | 0 | 0 | 0 | 0 |  |  | 0 | 0
30.3 | DESIGN , SUPPLY & REPLCEMENT OF HP WATER PUMP COMPLTE ASSEMBLY ALONG WITH GEAR BOX, MOTORS U-6& 7 | Yet to be approved | - | 0 | 0 | 0 | 0 | 0 | 0 |  |  | 0 | 0
30.4 | Procurement of MOTORS, RELAY ,BREAKERS & RETROFITTING for HCSD to improve availability & performance of Bottom ash, Coarse Ash & fly ash system of AHP, unit 6 | Yet to be approved | - | 0 | 0 | 0 | 0 | 0 | 0 |  |  | 0 | 0
30.5 | Upgradation of reciprocating Conveying Air compressor into screw compressor at U#6 | Yet to be approved | - | 0 | 0 | 0 | 0 | 0 | 0 |  |  | 0 | 0
30.6 | Upgradation of reciprocating Instrument Air compressor into screw compressor at U#6 | Yet to be approved | - | 0 | 0 | 0 | 0 | 0 | 0 |  |  | 0 | 0
0 | IDC | Yet to be approved | - | 0 | 0 | 0 | 0 | 0 | 0 |  |  | 0 | 0
31 | Construction of VIP guest house building at TPS Parli Vaijnath | Yet to be approved | - | 0 | 0 | 0 | 0 | 0 | 0 |  |  | 0 | 0
31.1 | Construction of VIP guest house building at TPS Parli Vaijnath | Yet to be approved | - | 0 | 26.98 | 26.98 | 0 | 0 | 0 |  |  | 0 | 0
32 | Permanent water supply scheme for parli TPS by lifting water from Dead storage of Majalgaon dam and supplying through enclosed pipe line at New TPS Parli Vaijnath. | Yet to be approved | - | 0 | 0 | 0 | 0 | 0 | 0 |  |  | 0 | 0
32.1 | Permanent water supply scheme for parli TPS by lifting water from Dead storage of Majalgaon dam and supplying through enclosed pipe line at New TPS Parli Vaijnath. | Yet to be approved | - | 0 | 200 | 0 | 200 | 100 | 0 |  |  | 0 | 300
32.2 | Providing drinking water supply to GSR Tank of Shaktikunj Vasahat from Unit 6,7 and 8 premises new TPS Parli Vaijnath | Yet to be approved | - | 0 | 14.5 | 0 | 14.5 | 2.5 | 17 |  |  | 17 | 0
33 | DPR on Raw water leackage arresting | Yet to be approved | - | 0 | 0 | 0 | 0 | 0 | 0 |  |  | 0 | 0
33.1 | Raw water leackage arresting | Yet to be approved | - | 0 | 0 | 0 | 0 | 36 | 36 |  |  | 36 | 0
34 | NDCT structural strenthing and leackage arresting througth basin and CW channel of Unit 6,7 | Yet to be approved | - | 0 | 0 | 0 | 0 | 0 | 0 |  |  | 0 | 0
34.1 | NDCT basin of unit 6& 7 leackage arresing work | Yet to be approved | - | 0 | 10 | 10 | 0 | 0 | 0 |  |  | 0 | 0
34.2 | CW channel leackage arresting of Unit 6 &7 | Yet to be approved | - | 0 | 10 | 10 | 0 | 0 | 0 |  |  | 0 | 0
34.3 | NDCT structural strenthing of intermadiate racker coloumn of Unit 6&7 | Yet to be approved | - | 0 | 15 | 15 | 0 | 0 | 0 |  |  | 0 | 0
34.4 | Construction of Store shed's at Major store in Unit No.6,7 NPTPS Parli V | Yet to be approved | - | 0 | 1.35 | 1.35 | 0 | 0 | 0 |  |  | 0 | 0
35 | DPR on road work & rennovation work of colony buildings Parli -V at TPS Parli -V | Yet to be approved | - | 0 | 0 | 0 | 0 | 0 | 0 |  |  | 0 | 0
35.1 | contruction of roads of few roads in clusters and main road repairs ,carpet laying,seal coats, strips on road & indicators on roads with rumbble strips at TPS colony Parli V | Yet to be approved | - | 0 | 10 | 10 | 0 | 0 | 0 |  |  | 0 | 0
35.2 | In ABC colony ( Putty work,plastic emulsion paint,oil paint plaster etc) ,In DEF & New colony ( internal & external paint ,oil paint etc) at TPS colony Parli-V. | Yet to be approved | - | 0 | 5 | 5 | 0 | 0 | 0 |  |  | 0 | 0
35.3 | In ABC,DEF & New colony ( chember ,300 m dia rcc pipe,150mm rcc pipe etc)at tps colony Parli V | Yet to be approved | - | 0 | 5 | 5 | 0 | 0 | 0 |  |  | 0 | 0
35.4 | Plinth protection along the building and providing and placing rcc bench infront of all buildings etc at tps colony Parli v | Yet to be approved | - | 0 | 2 | 2 | 0 | 0 | 0 |  |  | 0 | 0
35.5 | changing all internal qtrs pipeline from gi pipeline to Upvc pipeline and replacing existing damaged gi pipe by new one and also providing water tank over single qtrs and buildings at ABC, DEF, & New colony TPS Parli v | Yet to be approved | - | 0 | 5 | 5 | 0 | 0 | 0 |  |  | 0 | 0
35.6 | Carpentary works at ABC,DEF & New colony TPS , Parli -V | Yet to be approved | - | 0 | 4 | 4 | 0 | 0 | 0 |  |  | 0 | 0
35.7 | Flooring work at ABC,DEF & New colony TPS , Parli -V | Yet to be approved | - | 0 | 5 | 5 | 0 | 0 | 0 |  |  | 0 | 0
35.8 | construction of new ESR and GSR at ABC,DEF & New colony TPS , Parli -V | Yet to be approved | - | 0 | 4 | 4 | 0 | 0 | 0 |  |  | 0 | 0
35.9 | refurbishment of qtrs by strenthening structurein ABC ,DEF & New colony tps parli v | Yet to be approved | - | 0 | 10 | 10 | 0 | 0 | 0 |  |  | 0 | 0
35.1 | Devolpment of garden and providing child friendly equiment in ABC ,DEF & New colony tps parli v | Yet to be approved | - | 0 | 4 | 4 | 0 | 0 | 0 |  |  | 0 | 0
36 | CHP improvement schemes at 2 x 250 MW Unit | 0 | - | 0 | 0 | 0 | 0 | 0 | 0 |  |  | 0 | 0
36.1 | CHP improvement schemes at 2 x 250 MW Unit | 0 | - | 0 | 25 | 25 | 0 | 0 | 0 |  |  | 0 | 0
37 | Flexible Operation work at U#6,7 | Yet to be approved | - | 0 | 0 | 0 | 0 | 0 | 0 |  |  | 0 | 0
37.1 | Flexible Operation work at U#6,7 | Yet to be approved | - | 0 | 0 | 0 | 0 | 0 | 0 |  |  | 0 | 0
0 | 0 | 0 | - | 0 | 0 | 0 | 0 | 0 | 0 |  |  | 0 | 0
0 | 0 | 0 | - | 0 | 0 | 0 | 0 | 0 | 0 |  |  | 0 | 0
D | Non-DPR Schemes | 0 | - | 0 | 0 | 0 | 0 | 0 | 0 |  |  | 0 | 0
1 | SWAS Upgradation at U#6 NPTPS Parli-V | N.A. | - | 0 | 2.2391 | 2.2391 | 0 | 0 | 0 |  |  | 0 | 0
2 | Procurement of electro-machanical vibrating feeder at CHP NPTPS 6,7 | N.A. | - | 0 | 0.89293 | 0.89293 | 0 | 0 | 0 |  |  | 0 | 0
3 | erection, commissioning of 6.6kv/33kv switch yard & shifting of 2x7.5 MVA 6.6/33KV transformer from 210 MW to proposed switch yard for 33KV supply feeder to Khadka naikota at NPTPS Parli-V. | N.A. | - | 0 | 2.1993 | 2.1993 | 0 | 0 | 0 |  |  | 0 | 0
4 | IDC | 0 | - | 0 | 0.007222 | 0.007222 | 0 | 0 | 0 |  |  | 0 | 0
5 | Non-DPR scheme "Design, Supply, Installation & Commissioning of High performance Energy Chain System for Stacker reclaimer, Shuttle Conveyors at U-6/7 CHP NPTPS – PARLI-Vaijnath.” | N.A. | - | 0 | 2.8639 | 2.8639 | 0 | 0 | 0 |  |  | 0 | 0
6 | Refurbishment of Existing M/s Atlas Copco Make Air Compressors at Unit 7 Parli TPS | N.A. | - | 0 | 2.9532 | 2.9532 | 0 | 0 | 0 |  |  | 0 | 0
7 | Procurement of Fire Extinguisher | N.A. | - | 0 | 0.68 | 0.6783 | 0.0017 | 0 | 0 |  |  | 0 | 0.0017
8 | Non DPR For Supply, Erection & Commissioning, Testing of Coal Flow Management system for Coal Bunker at CHP NPTPS U-6. | N.A. | - | 0 | 2.972 | 2.972 | 0 | 0 | 0 |  |  | 0 | 0
9 | Non DPR for Supply & Installation of Coal Handling Plant critical equipment Major Spares like Wagon Tippler and Conveyors at CHP U6/7 ,T.P.S.Parli. | N.A. | - | 0 | 2.79 | 2.79 | 0 | 0 | 0 |  |  | 0 | 0
10 | Design,Manufacture ,Supply & Installation of Banana pattern and Modular chutes for various Conveyor discharge areas at CHP U 6/7,TPS Parli. | N.A. | - | 0 | 2.94 | 2.94 | 0 | 0 | 0 |  |  | 0 | 0
11 | Refrigeration Compressed Air Dryer at TM & AHP, U#6,7 Parli TPS | 0 | - | 0 | 1.57 | 1.57 | 0 | 0 | 0 |  |  | 0 | 0
12 | General Asset | 0 | - | 0 | 4.0794 | 3.9155 | 0.16393 | 0.31 | 0.31 |  |  | 0.31 | 0.16393
| Total |  |  |  | 1764.734 | 1412.0842 | 352.6498 | 226.4 | 165.9 | 0 | 0 | 165.9 | 413.1498
FY 2028-29
A | DPR Schemes
6 | Arrangement for permanent water supply scheme for Parli TPS from Majalgaon Dam through Majalgaon Lift Irrigation scheme (Loni / Savangi) | MERC/TECH 1/CAPEX/20122013/00500 | 2013-05-27 | 199.86 | 142 | 0 | 142 | 0 | 0 |  |  | 0 | 142 | 0 | 0
9 | Procurement of 250 MW spare HPT Module, IPT Module & LPT Rotor of New Parli TPS | MERC/TECH 1/CAPEX/20142015/00362 | 2014-05-20 | 22.0591 | 0 | 0 | 0 | 0 | 0 |  |  | 0 | 0 | 0 | 0
9.1 | HP Module | MERC/TECH 1/CAPEX/20142015/00362 | 2014-05-20 | 22.0591 | 21.53 | 21.53 | 0 | 0 | 0 |  |  | 0 | 0 | 0 | 0
9.2 | IP Module | MERC/TECH 1/CAPEX/20142015/00362 | 2014-05-20 | 21.3598 | 20.62 | 20.62 | 0 | 0 | 0 |  |  | 0 | 0 | 0 | 0
9.3 | LP Rotor | MERC/TECH 1/CAPEX/20142015/00362 | 2014-05-20 | 38.7247 | 38.72 | 38.72 | 0 | 0 | 0 |  |  | 0 | 0 | 0 | 0
0 | IDC | MERC/TECH 1/CAPEX/20142015/00362 | 2014-05-20 | 0 | 0 | 0 | 0 | 0 | 0 |  |  | 0 | 0 | 0 | 0
10 | Procurement of 315 MVA Spare GTR for 250 MW sets at New Parli & New Paras TPS | MERC/TECH 1/CAPEX/20142015/001 | 2014-10-01 | 11.32 | 0 | 0 | 0 | 0 | 0 |  |  | 0 | 0 | 0 | 0
10.1 | Procurement of 250 MVA Spare GTR | MERC/TECH 1/CAPEX/20142015/001 | 2014-10-01 | 11.32 | 13.4 | 13.4 | 0 | 0 | 0 |  |  | 0 | 0 | 0 | 0
13 | Construction of Concrete Roads & Spare Generator Transformer Foundation at Parli TPS | MERC/CAPEX/20162017/01172 | 2016-12-09 | 16.85 | 0 | 0 | 0 | 0 | 0 |  |  | 0 | 0 | 0 | 0
13.1 | Construction of concrete road from Gangakhed road to entrance of unit no.6,7 at NPTPS Parli V. | MERC/CAPEX/20162017/01172 | 2016-12-09 | 7.02 | 6.8552 | 6.8552 | 0 | 0 | 0 |  |  | 0 | 0 | 0 | 0
13.2 | Construction of internal concrete roads within premises of Unit 6 and 7. | MERC/CAPEX/20162017/01172 | 2016-12-09 | 7.55 | 5.9636 | 5.9636 | 0 | 0 | 0 |  |  | 0 | 0 | 0 | 0
13.3 | Construction of spare generator transformer foundation of Unit No. 6,7 at NPTPS Parli-V & Paras TPS | MERC/CAPEX/20162017/01172 | 2016-12-09 | 1.48 | 1.2848 | 1.2848 | 0 | 0 | 0 |  |  | 0 | 0 | 0 | 0
0 | IDC | MERC/CAPEX/20162017/01172 | 2016-12-09 | 0.8 | 0 | 0 | 0 | 0 | 0 |  |  | 0 | 0 | 0 | 0
14 | Procurement of battery breakers and weigh bridge for Parli Unit 6 & 7 | MERC/CAPEX/20172018/4711 | 2017-11-16 | 18.28 | 0 | 0 | 0 | 0 | 0 |  |  | 0 | 0 | 0 | 0
14.1 | Replacement of 220V station batteries, 360V UPS batteries, 24V DCS batteries , 360V UPS AHP batteries at U6 & U7 NPTPS | MERC/CAPEX/20172018/4711 | 2017-11-16 | 15.08 | 14.4773 | 14.4773 | 0 | 0 | 0 |  |  | 0 | 0 | 0 | 0
14.2 | Installation of Pit less weighbridge of 100 MT capacity. | MERC/CAPEX/20172018/4711 | 2017-11-16 | 0.3 | 0.29736 | 0.29736 | 0 | 0 | 0 |  |  | 0 | 0 | 0 | 0
14.3 | Procurement of SF 6 Generator Circuit Breaker Type- FKG1X | MERC/CAPEX/20172018/4711 | 2017-11-16 | 2.46 | 2.46 | 2.46 | 0 | 0 | 0 |  |  | 0 | 0 | 0 | 0
14.4 | Procurement of spare VCB’s trolleys. | MERC/CAPEX/20172018/4711 | 2017-11-16 | 0.31 | 0.50571 | 0.50571 | 0 | 0 | 0 |  |  | 0 | 0 | 0 | 0
0 | IDC | MERC/CAPEX/20172018/4711 | 2017-11-16 | 0.13 | 0 | 0 | 0 | 0 | 0 |  |  | 0 | 0 | 0 | 0
15 | First raising of ash bund from 426 Mtr. To 432 Mtr. Of Dautpur Ash Bund No. 2 for Unit No. 4, 6, 7 & 8 at Parli TPS. | MERC/CAPEX/20172018/4703 | 2017-11-16 | 45.5248 | 0 | 0 | 0 | 0 | 0 |  |  | 0 | 0 | 0 | 0
15.1 | First raising of ash bund from 426 Mtr. To 432 Mtr. Of Dautpur Ash Bund No. 2 for Unit No. 4, 6, 7 & 8 at Parli TPS. | MERC/CAPEX/20172018/4703 | 2017-11-16 | 44.1548 | 43.0947 | 43.0947 | 0 | 0 | 0 |  |  | 0 | 0 | 0 | 0
0 | IDC | MERC/CAPEX/20172018/4703 | 2017-11-16 | 1.37 | 0 | 0 | 0 | 0 | 0 |  |  | 0 | 0 | 0 | 0
16 | Renovation works of colony at Parli TPS | MERC/CAPEX/2018-2019/065 | 2019-03-05 | 13.1481 | 0 | 0 | 0 | 0 | 0 |  |  | 0 | 0 | 0 | 0
16.1 | Colony Renovation / Garden and relation works | MERC/CAPEX/2018-2019/065 | 2019-03-05 | 8.0503 | 5.9899 | 5.9899 | 0 | 0 | 0 |  |  | 0 | 0 | 0 | 0
16.2 | Colony Road work | MERC/CAPEX/2018-2019/065 | 2019-03-05 | 2.3051 | 2.0084 | 2.0084 | 0 | 0 | 0 |  |  | 0 | 0 | 0 | 0
16.3 | Colony Water supply, Sanitary and drinage line work | MERC/CAPEX/2018-2019/065 | 2019-03-05 | 2.7927 | 2.5145 | 2.5145 | 0 | 0 | 0 |  |  | 0 | 0 | 0 | 0
16.4 | Mangal Karyalaya and Community Hall work | MERC/CAPEX/2018-2019/065 | 2019-03-05 | 0 | 0 | 0 | 0 | 0 | 0 |  |  | 0 | 0 | 0 | 0
16.5 | Other Civil works | MERC/CAPEX/2018-2019/065 | 2019-03-05 | 0 | 0 | 0 | 0 | 0 | 0 |  |  | 0 | 0 | 0 | 0
17 | Various Civil Schemes at Parli TPS | MERC/CAPEX/20182019/020 | 2019-01-16 | 11.9987 | 0 | 0 | 0 | 0 | 0 |  |  | 0 | 0 | 0 | 0
17.1 | Repair work of Khadka road from Sangam T point TPS compound wall to Khadka pump house by providing and laying GSB and bituminous macadam surface on existing road at TPS Parli V | MERC/CAPEX/20182019/020 | 2019-01-16 | 6.1933 | 5.646 | 5.646 | 0 | 0 | 0 |  |  | 0 | 0 | 0 | 0
17.2 | Replacement of old A.C. / G.I. Sheets by new C.G.I. Sheets at Unit 4 and 5 TPS Parli Vaijnath | MERC/CAPEX/20182019/020 | 2019-01-16 | 0.38584 | 0.28061 | 0.28061 | 0 | 0 | 0 |  |  | 0 | 0 | 0 | 0
17.3 | Water supply pipe line from Way bridge to chummery gate at Old Power House premises TPS Parli Vaijnath | MERC/CAPEX/20182019/020 | 2019-01-16 | 1.4908 | 1.49 | 1.49 | 0 | 0 | 0 |  |  | 0 | 0 | 0 | 0
17.4 | Providing and fixing colour coated sheets for roofing and cladding of Major Store godowns (3 Nos.) at NPTPS Parli Vaijnath. | MERC/CAPEX/20182019/020 | 2019-01-16 | 0.32053 | 0.23293 | 0.23293 | 0 | 0 | 0 |  |  | 0 | 0 | 0 | 0
17.5 | Development of Major store unloading yard by providing RCC grade slab in unit 6 & 7 premises at NPTPS Parli V. | MERC/CAPEX/20182019/020 | 2019-01-16 | 2.7334 | 2.73 | 2.73 | 0 | 0 | 0 |  |  | 0 | 0 | 0 | 0
17.6 | Work of painting to service building, Main plant building and various Auxillarey buildings of unit No. 6&7 at New Parli Thermal Power Station. | MERC/CAPEX/20182019/020 | 2019-01-16 | 0.58999 | 0.43154 | 0.43154 | 0 | 0 | 0 |  |  | 0 | 0 | 0 | 0
17.6 | Construction of RCC cabins at various locations in unit No.6&7 premises at NPTPS Parli - V. | MERC/CAPEX/20182019/020 | 2019-01-16 | 0.28481 | 0.20461 | 0.20461 | 0 | 0 | 0 |  |  | 0 | 0 | 0 | 0
0 | IDC | MERC/CAPEX/20182019/020 | 2019-01-16 | 0 | 0 | 0 | 0 | 0 | 0 |  |  | 0 | 0 | 0 | 0
18 | Procurement & replacement of complete set of Economizer and LTSH upper & lower coils of Unit No. 6 & 7 at Parli TPS | MERC/CAPEX/2019-2020/419 | 2019-07-26 | 22.72 | 0 | 0 | 0 | 0 | 0 |  |  | 0 | 0 | 0 | 0
18.1 | Procurement & replacement of complete set of economizer upper & lower bank coils of Unit No. 6 | MERC/CAPEX/2019-2020/419 | 2019-07-26 | 10.6 | 12.505 | 12.5051 | -0.0001 | 0 | 0 |  |  | 0 | -0.0001 | 0 | 0
18.2 | Procurement & replacement of complete set of LTSH upper & lower bank coils for Parli TPS unit-7 | MERC/CAPEX/2019-2020/419 | 2019-07-26 | 10.6 | 12.3255 | 12.3284 | -0.0028903 | 0 | 0 |  |  | 0 | -0.0028903 | 0 | 0
0 | IDC | MERC/CAPEX/2019-2020/419 | 2019-07-26 | 1.52 | 0.81067 | 2.6307 | -1.82 | 0 | 0 |  |  | 0 | -1.82 | 0 | 0
19 | Schemes related to enhance the performance of Coal Handling Plant (2 x 250 MW) at Parli TPS | MERC/CAPEX/2019-2020/451 | 2019-07-30 | 10.72 | 0 | 0 | 0 | 0 | 0 |  |  | 0 | 0 | 0 | 0
19.1 | Procurement of 02 Nos. of BD155 Bulldozers for Parli TPS | MERC/CAPEX/2019-2020/451 | 2019-07-30 | 3.93 | 4.3293 | 4.3293 | 0 | 0 | 0 |  |  | 0 | 0 | 0 | 0
19.2 | Procurement of 02 Nos. of Locomotives(800 HP) for Parli TPS | MERC/CAPEX/2019-2020/451 | 2019-07-30 | 6.25 | 6.4416 | 6.4416 | 0 | 0 | 0 |  |  | 0 | 0 | 0 | 0
0 | IDC | MERC/CAPEX/2019-2020/451 | 2019-07-30 | 0.54 | 0 | 0 | 0 | 0 | 0 |  |  | 0 | 0 | 0 | 0
20 | Procurement of Energy Efficient Cartridges of boiler Feed Pumps at Unit # 6 & 7, Girth Gear, Pinion for BBD-4772 Coal Mills & Procurement, Installation, Commissioning of Variable Frequency Drive for Gravimetric Coal Feeders (2X250MW) at Parli TPS | MERC/CAPEX/2019-2020/476, MERC/CAPEX/2019-2020/858 | 01-08-2019, 10-10-2019 | 21.26 | 0 | 0 | 0 | 0 | 0 |  |  | 0 | 0 | 0 | 0
20.1 | Procurement & replacement of complete BFP Cartridge for advance class pump model FK-3B-40. | MERC/CAPEX/2019-2020/476, MERC/CAPEX/2019-2020/858 | 01-08-2019, 10-10-2019 | 14.39 | 14.1187 | 14.1187 | 0 | 0 | 0 |  |  | 0 | 0 | 0 | 0
20.2 | Procurement of girth gear pinion for BBD-4772 coal mill at Parli TPS & Work Cost for replacement of girth gear, pinion shaft bearing. | 0 | Not Approved | 0 | 0 | 0 | 0 | 0 | 0 |  |  | 0 | 0 | 0 | 0
20.3 | Procurement of VFD up-grade kit for replacement of existing Eddy current clutch drive system. | MERC/CAPEX/2019-2020/476, MERC/CAPEX/2019-2020/858 | 01-08-2019, 10-10-2019 | 5.94 | 5.9323 | 5.9323 | 0 | 0 | 0 |  |  | 0 | 0 | 0 | 0
20.4 | Supervision of Installation, erection and commissioning for DT-9 & VFD Upgrade system inclusive of travel charges Boarding and lodging. | MERC/CAPEX/2019-2020/476, MERC/CAPEX/2019-2020/858 | 01-08-2019, 10-10-2019 | 0.29 | 0.2832 | 0.2832 | 0 | 0 | 0 |  |  | 0 | 0 | 0 | 0
0 | IDC | MERC/CAPEX/2019-2020/476, MERC/CAPEX/2019-2020/858 | 01-08-2019, 10-10-2019 | 0.64 | 0.51658 | 0.51658 | 0 | 0 | 0 |  |  | 0 | 0 | 0 | 0
21 | HMI up-gradation of DCS U-6 & U-7 and Procurement of Assemblies for Reducer Gear box SZN-630 & SBN-630 for BBD-4772 (2 x 250 MW) coal mills at Parli TPS | MERC/CAPEX/2019-2020/854 | 2019-10-10 | 13.2 | 0 | 0 | 0 | 0 | 0 |  |  | 0 | 0 | 0 | 0
21.1 | Up gradation of MaxDNA DCS system (HMI Up gradation). | MERC/CAPEX/2019-2020/854 | 2019-10-10 | 10.49 | 9.06 | 9.4503 | -0.3903 | 0 | 0 |  |  | 0 | -0.3903 | 0 | 0
0 | IDC | 0 | - | 0 | 0.2009 | 0.72855 | -0.52766 | 0 | 0 |  |  | 0 | -0.52766
21.2 | Procurement of Spares for Reducer Gear box SZN-630 for BBD-4772 Coal mills of 250MW at Unit 6 | MERC/CAPEX/2019-2020/854 | 2019-10-10 | 1.01 | 1.0442 | 1.0442 | 0 | 0 | 0 |  |  | 0 | 0 | 0 | 0
21.3 | Procurement of Spares for Reducer Gear box SBN-630 for BBD-4772 Coal mills of 250MW at Unit 7 | MERC/CAPEX/2019-2020/854 | 2019-10-10 | 1.7 | 1.6232 | 1.6232 | 0 | 0 | 0 |  |  | 0 | 0 | 0 | 0
0 | IDC | MERC/CAPEX/2019-2020/854 | 2019-10-10 | 0 | 0 | 0 | 0 | 0 | 0 |  |  | 0 | 0 | 0 | 0
22 | Flue Gas Desulphurization (FGD) System at Unit 6 & 7 Parli TPS | MERC/CAPEX/2021-2022/0284 | 2022-06-27 | 145.0169 | 0 | 0 | 0 | 0 | 0 |  |  | 0 | 0 | 0 | 0
22.1 | Flue Gas Desulphurization (FGD) System at Unit 6 & 7 Parli TPS | MERC/CAPEX/2021-2022/0284 | 2022-06-27 | 138.44 | 154.8551 | 163.28 | -8.4249 | 0 | 0 |  |  | 0 | -8.4249 | 0 | 0
0 | IDC | MERC/CAPEX/2021-2022/0284 | 2022-06-27 | 6.5769 | 7.15 | 0 | 7.15 | 0 | 0 |  |  | 0 | 7.15 | 0 | 0
HO DPR-5 | Procurement of energy efficient HT motors at Bhusawal TPS, Koradi TPS, Chandrapur TPS, khaperkheda TPS, Parli TPS & Paras TPS as insurance spares | MERC/TECH 1/CAPEX/20142015/01218 | 2014-11-25 | 3.05 | 0 | 0 | 0 | 0 | 0 |  |  | 0 | 0 | 0 | 0
HO DPR-5a | Parli: Procurement of HT Motors (CHP-I Phase and CEP/CW/ACW-II Phase)for NPTPS U-6&7 | MERC/TECH 1/CAPEX/20142015/01218 | 2014-11-25 | 3.05 | 1.4099 | 1.4099 | 0 | 0 | 0 |  |  | 0 | 0 | 0 | 0
HO DPR-6 | Supply, Installation, Commissioning and Operation & Maintenance Services of Continuous Ambient Air Quality Monitoring Stations (CAAQMS) at various TPS | MERC/CAPEX/20162017/00423 | 2016-08-03 | 1.3258 | 0 | 0 | 0 | 0 | 0 |  |  | 0 | 0 | 0 | 0
HO DPR-6a | NEW PARLI (U-6 & 7) | MERC/CAPEX/20162017/00423 | 2016-08-03 | 1.3258 | 0.94127 | 0.94127 | 0 | 0 | 0 |  |  | 0 | 0 | 0 | 0
0 | IDC | 0 | - | 0 | 0.039604 | 0.039604 | 0 | 0 | 0 |  |  | 0 | 0
HO DPR 7 | Installation of Real Time Online Coal-Ash Analyzer at various TPS | MERC/CAPEX/20162017/00774 | 2016-09-30 | 7.0966 | 0 | 0 | 0 | 0 | 0 |  |  | 0 | 0 | 0 | 0
HO DPR 7a | NEW PARLI (U-6 & 7) | MERC/CAPEX/20162017/00774 | 2016-09-30 | 7.0966 | 0 | 0 | 0 | 0 | 0 |  |  | 0 | 0 | 0 | 0
HO DPR 8 | Replacement of Fire Tenders at Various Power Stations of Mahagenco | MERC/CAPEX/20172018/4653 | 2017-11-13 | 3.97 | 0 | 0 | 0 | 0 | 0 |  |  | 0 | 0 | 0 | 0
HO DPR 8.1 | Advance Multipurpose Fire Tender for Parli 6-7 | MERC/CAPEX/20172018/4653 | 2017-11-13 | 2.72 | 1.7765 | 1.7765 | 0 | 0 | 0 |  |  | 0 | 0 | 0 | 0
HO DPR 8.2 | Normal Multipurpose Fire Tender Parli 6-7 | MERC/CAPEX/20172018/4653 | 2017-11-13 | 1.25 | 0 | 0 | 0 | 0 | 0 |  |  | 0 | 0 | 0 | 0
0 | IDC | MERC/CAPEX/20172018/4653 | 2017-11-13 | 0 | 0 | 0 | 0 | 0 | 0 |  |  | 0 | 0 | 0 | 0
HO DPR 10 | Implementation of IB recommendations- Civil works at various TPS of Mahagenco | MERC/CAPEX/20172018/0177 | 2018-02-06 | 2.36 | 0 | 0 | 0 | 0 | 0 |  |  | 0 | 0 | 0 | 0
HO DPR 10a | NEW PARLI (U-6 & 7) | MERC/CAPEX/20172018/0177 | 2018-02-06 | 2.36 | 2.585 | 2.585 | 0 | 0 | 0 |  |  | 0 | 0 | 0 | 0
HO DPR 15 | Procurement & Replacement of Complete Sets of Air Pre-heater Baskets at Nashik, Parli & Chandrapur TPS of Mahagenco | MERC/CAPEX/2019-2020/643 | 2019-08-26 | 2.12 | 0 | 0 | 0 | 0 | 0 |  |  | 0 | 0 | 0 | 0
HO DPR 15a | Procurement and Replacement of Complete sets of assembly of baskets for air preheater of type tri-sector APH 27 VI(T) 74” in NTPS unit no. 4 & 5 (210MW). (2 Sets Per Unit) | MERC/CAPEX/2019-2020/643 | 2019-08-26 | 2.12 | 2.458 | 2.458 | 0 | 0 | 0 |  |  | 0 | 0 | 0 | 0
HO DPR 16 | Construction of new Administrative Building for Mahagenco at Vidyut Bhawan, Katol Road, Nagpur | MERC/CAPEX/2021-2022/MSPGCL/063 | 2022-02-12 | 57 | 0 | 0 | 0 | 0 | 0 |  |  | 0 | 0
HO DPR 16.1 | Construction of new Administrative Building for Mahagenco at Vidyut Bhawan, Katol Road, Nagpur | MERC/CAPEX/2021-2022/MSPGCL/063 | 2022-02-12 | 54.24 | 0 | 0 | 0 | 0 | 0 |  |  | 0 | 0
0 | IDC | MERC/CAPEX/2021-2022/MSPGCL/063 | 2022-02-12 | 2.76 | 0 | 0 | 0 | 0 | 0 |  |  | 0 | 0
HO DPR 17 | Centralized Monitoring Solution | MERC/CAPEX/MSPGCL/2023-24/0576 | 2023-11-02 | 69.309 | 0 | 0 | 0 | 0 | 0 |  |  | 0 | 0
HO DPR 17.1 | Centralized Monitoring Solution | MERC/CAPEX/MSPGCL/2023-24/0576 | 2023-11-02 | 66.009 | 4.46 | 4.46 | 0 | 0 | 0 |  |  | 0 | 0
0 | IDC | MERC/CAPEX/MSPGCL/2023-24/0576 | 2023-11-02 | 3.3 | 0 | 0 | 0 | 0 | 0 |  |  | 0 | 0
23 | Coal Handling Plant Environment Improvement Schemes at U-6&7 CHP (2X250MW) Parli TPS | Yet to be approve | - | 0 | 0 | 0 | 0 | 0 | 0 |  |  | 0 | 0 | 0 | 0
23.1 | Scheme-1: Design, Engineering, Manufacturing, Supply, Installation and Commissioning of Dedusting System ( Dust Extraction System) for Crusher House and Bunker House at Unit -6 & 7 at CHP Parli TPS. | Yet to be approve | - | 0 | 12.96 | 12.96 | 0 | 0 | 0 |  |  | 0 | 0 | 0 | 0
23.2 | Scheme-2: Supply, Installation, Erection & Commissioning of medium velocity water spray dust suppression system at CHP U-6/7 coal yard Crusher house & Link Conveyor at Parli TPS. | Yet to be approve | - | 0 | 3.52 | 3.52 | 0 | 0 | 0 |  |  | 0 | 0 | 0 | 0
23.3 | Scheme-3: Supply, Installation, Commissioning of Fire Hydrant & Spray line above ground around stacker yard and crusher house, wagon tippler through conveyor belt with DV & DV Shed at CHP U-6/7. | Yet to be approve | - | 0 | 3.54 | 3.54 | 0 | 0 | 0 |  |  | 0 | 0 | 0 | 0
23.4 | Scheme-4: Design, Manufacturing, Supply, Erection and Commissioning of DRY FOG Dust Suppression system at Wagon Tippler, Conveyor Belt Transfer point at U-6/7 CHP Parli TPS. | Yet to be approve | - | 0 | 7 | 7 | 0 | 0 | 0 |  |  | 0 | 0 | 0 | 0
0 | IDC | Yet to be approve | - | 0 | 0 | 0 | 0 | 0 | 0 |  |  | 0 | 0 | 0 | 0
24 | Coal Mill Performance Improvement Schemes at U-6 & 7 (2 x 250 MW) Parli TPS | Yet to be approve | - | 0 | 0 | 0 | 0 | 0 | 0 |  |  | 0 | 0 | 0 | 0
24.1 | Scheme-1: Procurement And Replacement Of Internals For Reducer Gear Box Szn-630 & Sbn-630 for Bbd-4772 Coal Mills Of 250mw At Unit 6,7 Parli | Yet to be approve | - | 0 | 6.5 | 6.5 | 0 | 0 | 0 |  |  | 0 | 0 | 0 | 0
24.2 | Scheme-2: Supply, Replacement, Erection And Installation Of Foundation Deck Springs Assembly (Vibration Isolation System) For Bbd-4772 Coal Mill Of For 250mw Unit-6&7 At Parli Tps.. | Yet to be approve | - | 0 | 4.01 | 4.01 | 0 | 0 | 0 |  |  | 0 | 0 | 0 | 0
24.3 | Scheme-3: Procurement And Installation of Girth Gear And Pinion Of Coal Mill Bbd-4772 For Unit-6,7 At Parli TPS. | Yet to be approve | - | 0 | 14.24 | 14.24 | 0 | 0 | 0 |  |  | 0 | 0
24.4 | Scheme-4: Procurement And Installation of Drive Shaft Assembly Of Coal Mill BBD-4772 For Unit-6 ,7 At Parli TPS. | Yet to be approve | - | 0 | 9.18 | 9.18 | 0 | 0 | 0 |  |  | 0 | 0
24.5 | Scheme-5: Procurement And Replacement of Bearing Shell Liner For Bbd-4772 Coal Mills Of 250mw At Unit 6,7 Parli TPS. | Yet to be approve | - | 0 | 8.19 | 8.19 | 0 | 0 | 0 |  |  | 0 | 0
0 | IDC | Yet to be approve | - | 0 | 2 | 2 | 0 | 0 | 0 |  |  | 0 | 0
25 | Administrative building | Yet to be approved | - | 0 | 0 | 0 | 0 | 0 | 0 |  |  | 0 | 0
25.1 | Administrative building | Yet to be approved | - | 0 | 0 | 25 | -25 | 25 | 0 |  |  | 0 | 0
26 | DPR on Refurbishment of spare HPT module (Common pool item) at TM U#6,7 Parli TPS, Upgradation of Air Temperature Controlling system & Supply, Installation and commissioning of unit-6 air compressor & Upgradation of existing chiller AC plant for PCR,Service Building,VFD area at NPTPS Parli -V at TPS Parli -V | Yet to be approved | - | 0 | 0 | 0 | 0 | 0 | 0 |  |  | 0 | 0
26.1 | Refurbishment of spare HPT module (Common pool item) at TM U#6,7 Parli TPS | Yet to be approved | - | 0 | 9.21 | 9.21 | 0 | 0 | 0 |  |  | 0 | 0
26.2 | Design, Erection, Testing & Commissioning of Energy Efficient Air Washer (cooling) System at Unit 6&7 NPTPS, Parli-V. | Yet to be approved | - | 0 | 14.61 | 14.61 | 0 | 0 | 0 |  |  | 0 | 0
26.3 | Upgradation of reciprocating compressor into screw compressor at U#6 | Yet to be approved | - | 0 | 9.21 | 9.21 | 0 | 0 | 0 |  |  | 0 | 0
26.4 | Upgradation of existing chiller AC plant for PCR,Service Building,VFD area at NPTPS Parli -V | Yet to be approved | - | 0 | 8.62 | 8.62 | 0 | 0 | 0 |  |  | 0 | 0
0 | IDC | 0 | - | 0 | 1.41 | 1.41 | 0 | 0 | 0 |  |  | 0 | 0
Covid Related Work | U#6,7 Medical02 Oxygen Gr&Cyl Ozonization Plant501 | N.A. | - | 0 | 3.8414 | 3.8414 | 0 | 0 | 0 |  |  | 0 | 0
0 | 0 | 0 | - | 0 | 0 | 0 | 0 | 0 | 0 |  |  | 0 | 0
B | Asset received from Project of 6-7 | 0 | - | 0 | 0 | 0 | 0 | 0 | 0 |  |  | 0 | 0
1 | Enhanced Land Compensation LAR No-127/2003 | N.A. | - | 0 | 0.72651 | 0.72651 | 0 | 0 | 0 |  |  | 0 | 0
2 | Assets rec. from Project Boiler Plant and Equipments | N.A. | - | 0 | 14.2796 | 14.2796 | 0 | 0 | 0 |  |  | 0 | 0
3 | Assets rec. from Project & CivilBoiler Plant and Equipments | N.A. | - | 0 | 0.11889 | 0.11889 | 0 | 0 | 0 |  |  | 0 | 0
4 | Received from project 2010-11 - mechanical works o f Boiler Plant and Equipments | N.A. | - | 0 | 0.11889 | 0.11889 | 0 | 0 | 0 |  |  | 0 | 0
5 | Assets Received from project 2010-11 - Ash handling plant | N.A. | - | 0 | 0.076351 | 0.076351 | 0 | 0 | 0 |  |  | 0 | 0
6 | Bolero Jeep MH 19 AE 6941 | N.A. | - | 0 | 0.04236 | 0.04236 | 0 | 0 | 0 |  |  | 0 | 0
7 | Land owned under full title | N.A. | - | 0 | 0.60786 | 0.60786 | 0 | 0 | 0 |  |  | 0 | 0
8 | Assets rec. from Project & CivilBoiler Plant and Equipments | N.A. | - | 0 | 2.6343 | 2.6343 | 0 | 0 | 0 |  |  | 0 | 0
9 | Received from project 2010-11 - mechanical works o f Boiler Plant and Equipments | N.A. | - | 0 | 2.6343 | 2.6343 | 0 | 0 | 0 |  |  | 0 | 0
10 | Received from Project 2010-11 - Crane Hoising Equipment | N.A. | - | 0 | 0.012011 | 0.012011 | 0 | 0 | 0 |  |  | 0 | 0
11 | Enhancd Land CompnstnLarNo134/2003 Srvy No3Jlalp | 0 | - | 0 | 0.47069 | 0.47069 | 0 | 0 | 0 |  |  | 0 | 0
12 | Enhancd Land CompnstnLarNo273/2010Sangam Gat24,54, | 0 | - | 0 | 0.32732 | 0.32732 | 0 | 0 | 0 |  |  | 0 | 0
13 | Enhancd Land CompnstnLarNo273/2010Sangam Gat24,54, | 0 | - | 0 | 0.087899 | 0.087899 | 0 | 0 | 0 |  |  | 0 | 0
14 | Received from project 2010-11 - mechanical works of Boiler Plant and Equipments | 0 | - | 0 | 6.8808 | 6.8808 | 0 | 0 | 0 |  |  | 0 | 0
15 | Compnsn payment agst land acquired | 0 | - | 0 | 1.1658 | 1.1658 | 0 | 0 | 0 |  |  | 0 | 0
C | Yet to be submitted to MERC | 0 | - | 0 | 0 | 0 | 0 | 0 | 0 |  |  | 0 | 0
2 | Upgradation of PCAL to PADO upgradation Charger, UPS & upgradation of fast bus transfer scheme, Installation, Erection and Commissioning of Mill Fire Detection System at U#6,7, HT motors procurement & PLC upgradation. | Yet to be approved | - | 0 | 0 | 0 | 0 | 0 | 0 |  |  | 0 | 0
2.1 | Supply, Erection & Commissioning of 24 V,4500 AH Battery Charger at Unit 6&7,220 V,2500 AH Battery Charger at U-6&7, And110 V,400 AH Battery Charger at Khadka, Naikota Pump House, Parli Vaijnath. | Yet to be approved | - | 0 | 6.73 | 6.73 | 0 | 0 | 0 |  |  | 0 | 0
2.2 | Supply, Erection & Commissioning of 80 KVA UPS at U-6&7, Parli Vaijnath. | Yet to be approved | - | 0 | 1.7851 | 1.7851 | 0 | 0 | 0 |  |  | 0 | 0
2.3 | Up-gradation of BTS system at Unit 6 & 7 , Parli-Vaijnath. | Yet to be approved | - | 0 | 5.3761 | 5.3761 | 0 | 0 | 0 |  |  | 0 | 0
2.4 | Supply Installation, erection, and commissioning of Mill fire detection system at U# 6,7 NPTPS, Parli- V | Yet to be approved | - | 0 | 2.9378 | 2.9378 | 0 | 0 | 0 |  |  | 0 | 0
2.5 | Upgradation of Existing PCal System with Plant Performance Analysis Diagnostic and Optimization System (PADO) at Unit - 6,7 New Parli TPS, Parli-V. | Yet to be approved | - | 0 | 2.7534 | 2.7534 | 0 | 0 | 0 |  |  | 0 | 0
2.6 | Upgradation of expired and vulnerable SCADA, Operating System, and Hardware to improve life and communication system of DM Plant and Condenser Polishing Plant Unit 6&7 250 MW at NPTPS Parli V". | Yet to be approved | - | 0 | 4.58 | 4.58 | 0 | 0 | 0 |  |  | 0 | 0
2.7 | Procurement of Energy efficient HT motors at U#6,7, TPS Parli-V | Yet to be approved | - | 0 | 19.4028 | 19.4028 | 0 | 0 | 0 |  |  | 0 | 0
0 | IDC | 0 | - | 0 | 0.8 | 0.8 | 0 | 0 | 0 |  |  | 0 | 0
3 | DPR on Supply, Installation, and commissioning of complete Governing rack assembly at Unit -06 & 07 TPS Parli-V & Procurement of LPT inner-inner casing at Unit 07 TPS Parli-V. | Yet to be approved | - | 0 | 0 | 0 | 0 | 0 | 0 |  |  | 0 | 0
3.1 | Supply, Installation and Commissioning of complete governing rack assembly at Unit-06 TPS ,PARLI-V | Yet to be approved | - | 0 | 23.4231 | 23.4231 | 0 | 0 | 0 |  |  | 0 | 0
3.2 | Procurement of LPT inner-inner casing at Unit- 7 TPS, Parli-V | Yet to be approved | - | 0 | 15.57 | 15.57 | 0 | 0 | 0 |  |  | 0 | 0
0 | IDC | Yet to be approved | - | 0 | 0 | 0 | 0 | 0 | 0 |  |  | 0 | 0
4 | DPR on Procurement of BFP pumps, BFP booster pumps at Unit 6,7 Parli Vaijnath. Refurbishment of existing M/s Jindal make H2 gas Dryer, Refurbishment of existing M/s Donaldson make Instrument Air Dryer at Unit#6 Parli TPS & Repair and refurbishment of flowmore make ACW pump v.t model 24h/2 stage drawing no. csd/96502082k5(A)& HSC booster pump model fig 5821 size 350 x 300 drawing no. csd/96502082k5(b) at unit#6,7. | Yet to be approved | - | 0 | 0 | 0 | 0 | 0 | 0 |  |  | 0 | 0
4.1 | Procurement of Energy Efficient Cartridges of Boiler Feed Pumps at Unit #6&7 Parli TPS and BFP booster pumps at Unit 6,7 Parli Vaijnath. | Yet to be approved | - | 0 | 15 | 15 | 0 | 0 | 0 |  |  | 0 | 0
4.2 | Refurbishment of existing M/s Jindal make H2 gas Dryer at Unit #6&7 Parli TPS | Yet to be approved | - | 0 | 3.51 | 3.51 | 0 | 0 | 0 |  |  | 0 | 0
4.3 | Refurbishment of existing M/s Donaldson make Instrument Air Dryer at Unit#6 Parli TPS | Yet to be approved | - | 0 | 4.59 | 4.59 | 0 | 0 | 0 |  |  | 0 | 0
4.4 | Repair and refurbishment of flowmore make ACW pump v.t model 24h/2 stage drawing no. csd/96502082k5(A)& HSC booster pump model fig 5821 size 350 x 300 drawing no. csd/96502082k5(b) at unit#6,7. | Yet to be approved | - | 0 | 3.89 | 3.89 | 0 | 0 | 0 |  |  | 0 | 0
0 | IDC | Yet to be approved | - | 0 | 0 | 0 | 0 | 0 | 0 |  |  | 0 | 0
5 | Bolier Improvement schemes at U#6,7 Parli TPS | Yet to be approved | - | 0 | 0 | 0 | 0 | 0 | 0 |  |  | 0 | 0
5.1 | Procurment & replacement of Four complete set of APH basket ay U#6 & 7 | Yet to be approved | - | 0 | 10 | 10 | 0 | 0 | 0 |  |  | 0 | 0
5.2 | PROCUREMENT & REPLACEMENT OF COAL COMPARATMENT ASSEMBLIES FOR 250 MW UNIT-6 & 7 AT PARLI TPS | Yet to be approved | - | 0 | 2.55 | 2.55 | 0 | 0 | 0 |  |  | 0 | 0
5.3 | Procurement & replacement of complete set of Reheater coils for U- 6 & 7 | Yet to be approved | - | 0 | 22.5 | 22.5 | 0 | 0 | 0 |  |  | 0 | 0
5.4 | Procurement & replacement of complete set of Platen SH coil for U- 6 & 7 | Yet to be approved | - | 0 | 25.5 | 25.5 | 0 | 0 | 0 |  |  | 0 | 0
5.5 | Procurement & replacement of shell liner for U-6&7 | Yet to be approved | - | 0 | 3.5 | 3.5 | 0 | 0 | 0 |  |  | 0 | 0
5.6 | Procurement & replacement of FD fan assembly with blade set at U#6,7 | Yet to be approved | - | 0 | 8 | 8 | 0 | 0 | 0 |  |  | 0 | 0
0 | IDC | Yet to be approved | - | 0 | 0 | 0 | 0 | 0 | 0 |  |  | 0 | 0
6 | Bolier plant performance Improvement schemes at U#6,7 Parli TPS | Yet to be approved | - | 0 | 0 | 0 | 0 | 0 | 0 |  |  | 0 | 0
6.1 | PROCUREMENT & REPLACEMENT OF COAL COMPARATMENT ASSEMBLIES FOR 250 MW UNIT-6 & 7 AT PARLI TPS | Yet to be approved | - | 0 | 1.35 | 1.35 | 0 | 1.4 | 1.4 |  |  | 1.4 | 0
6.2 | Procurement & replacement of shell liner for U-6&7 | Yet to be approved | - | 0 | 0 | 0 | 0 | 2.7 | 2.7 |  |  | 2.7 | 0
6.3 | Procurement & replacement of water wall Z panel & water wall soot blower panel at U#6,7 | Yet to be approved | - | 0 | 3.5 | 3.5 | 0 | 3.5 | 3.5 |  |  | 3.5 | 0
6.4 | Procurement & Replacement of Two complete set of APH Baskets at 250 MW Unit-7, Parli TPS. | Yet to be approved | - | 0 | 0 | 0 | 0 | 0 | 0 |  |  | 0 | 0
0 | IDC | Yet to be approved | - | 0 | 0 | 0 | 0 | 0 | 0 |  |  | 0 | 0
7 | ESP Upgradation at U#6,7 | Yet to be approved | - | 0 | 0 | 0 | 0 | 0 | 0 |  |  | 0 | 0
7.1 | Procurement & replacement of all emitting coils & collecting plates of ESP & Procurement & replacement of ESP internals at U#6,7 Parli TPS & Replacement of thermal insulation of boiler, ducts & steam piping along with supply | Yet to be approved | - | 0 | 25 | 25 | 0 | 0 | 0 |  |  | 0 | 0
7.2 | Replacement of thermal insulation of boiler, ducts & steam piping along with supply | Yet to be approved | - | 0 | 0 | 0 | 0 | 0 | 0 |  |  | 0 | 0
0 | IDC | Yet to be approved | - | 0 | 0 | 0 | 0 | 0 | 0 |  |  | 0 | 0
8 | Augmentation of Dautpur & Sandawa premises water recovery system | Yet to be approved | - | 0 | 0 | 0 | 0 | 0 | 0 |  |  | 0 | 0
8.1 | Supply, erection & commissioning of VT pumps for waste water recovery at TM-NPTPS, Parli-V | Yet to be approved | - | 0 | 9.3 | 9.3 | 0 | 0 | 0 |  |  | 0 | 0
8.2 | RENOVATION OF ASH WATER RECOVERY SUPPLY SYSTEM INCLUDING ERECTION & COMMISSIONING LT BOARD 11KV/415V SUBSTATION WITH 11KV OH LINE AT SANDWA & DAUTPUR PUMP HOUSE | Yet to be approved | - | 0 | 12.42 | 12.42 | 0 | 0 | 0 |  |  | 0 | 0
8.3 | Construction of New Sandwa recovery pump house at NPTPS Parli Vaijnath. | Yet to be approved | - | 0 | 4.14 | 4.14 | 0 | 0 | 0 |  |  | 0 | 0
0 | IDC | Yet to be approved | - | 0 | 0 | 0 | 0 | 0 | 0 |  |  | 0 | 0
9 | DPR on Modification of governing system from low pressure to high pressure at Unit-06 TPS, PARLI-V and Procurement of CW pumps at Unit 6,7 Parli Vaijnath. | Yet to be approved | - | 0 | 0 | 0 | 0 | 0 | 0 |  |  | 0 | 0
9.1 | Modification of governing system from low pressure to high pressure at Unit-06 TPS, PARLI-V | 0 | - | 0 | 15 | 15 | 0 | 0 | 0 |  |  | 0 | 0
9.2 | Procurement of CW pumps at Unit 6,7 Parli Vaijnath | Yet to be approved | - | 0 | 23 | 23 | 0 | 0 | 0 |  |  | 0 | 0
0 | IDC | Yet to be approved | - | 0 | 0 | 0 | 0 | 0 | 0 |  |  | 0 | 0
10 | DPR on Procurement of HP, IP and LP Turbine bladesat Unit 6,7 Parli Vaijnath. | Yet to be approved | - | 0 | 0 | 0 | 0 | 0 | 0 |  |  | 0 | 0
10.1 | Procurement of HP, IP and LP Turbine blade set Unit 6,7 Parli Vaijnath. | Yet to be approved | - | 0 | 25 | 25 | 0 | 0 | 0 |  |  | 0 | 0
0 | IDC | Yet to be approved | - | 0 | 0 | 0 | 0 | 0 | 0 |  |  | 0 | 0
11 | DPR on Procurement of CEP pumps | Yet to be approved | - | 0 | 0 | 0 | 0 | 0 | 0 |  |  | 0 | 0
11.1 | Procurement of CEP pumps | Yet to be approved | - | 0 | 25 | 25 | 0 | 0 | 0 |  |  | 0 | 0
0 | IDC | Yet to be approved | - | 0 | 0 | 0 | 0 | 0 | 0 |  |  | 0 | 0
12 | DPR on Retrofitting of NDCT at Unit 6,7 Parli Vaijnath. and Upgradation of existing chiller AC plant for at Unit 7 Parli Vaijnath. | Yet to be approved | - | 0 | 0 | 0 | 0 | 0 | 0 |  |  | 0 | 0
12.1 | Retrofitting of NDCT at Unit 6,7 Parli Vaijnath. | Yet to be approved | - | 0 | 25 | 25 | 0 | 0 | 0 |  |  | 0 | 0
12.2 | Upgradation of existing chiller AC plant for at Unit 7 Parli Vaijnath. | Yet to be approved | - | 0 | 9 | 9 | 0 | 0 | 0 |  |  | 0 | 0
0 | IDC | Yet to be approved | - | 0 | 0 | 0 | 0 | 0 | 0 |  |  | 0 | 0
13 | DPR on various types of coolers at TPS Parli-Vaijnath | Yet to be approved | - | 0 | 0 | 0 | 0 | 0 | 0 |  |  | 0 | 0
13.1 | Procurement of H2 cooler, BFP coolers, generator exciter cooler, seal oil coolers at Unit 6,7 Parli Vaijnath. | Yet to be approved | - | 0 | 28 | 28 | 0 | 0 | 0 |  |  | 0 | 0
0 | IDC | Yet to be approved | - | 0 | 0 | 0 | 0 | 0 | 0 |  |  | 0 | 0
14 | DPR on Upgradation of screw type compressor at U#7 Parli Vaijnath., Supply, erection & commissioning of Fire Fighting pressure system (pneumatic) at unit 6,7 and 8 at PTPS, Parli-V and Procurement of BFP discharge valve, BFP recirculation valve and gland steam inlet / outlet valves at Unit 6,7 Parli Vaijnath. | Yet to be approved | - | 0 | 0 | 0 | 0 | 0 | 0 |  |  | 0 | 0
14.1 | Upgradation of screw type compressor at U#7 Parli Vaijnath. | Yet to be approved | - | 0 | 11 | 11 | 0 | 0 | 0 |  |  | 0 | 0
14.2 | Supply, erection & commissioning of Fire Fighting pressure system (pneumatic) at unit 6,7 and 8 at PTPS, Parli-V | Yet to be approved | - | 0 | 12 | 12 | 0 | 0 | 0 |  |  | 0 | 0
14.3 | Procurement of BFP discharge valve, BFP recirculation valve and gland steam inlet / outlet valves at Unit 6,7 Parli Vaijnath. | Yet to be approved | - | 0 | 11 | 11 | 0 | 0 | 0 |  |  | 0 | 0
0 | IDC | Yet to be approved | - | 0 | 0 | 0 | 0 | 0 | 0 |  |  | 0 | 0
15 | COAL HANDLING PLANT PERFORMANCE IMPROVEMENT BY SYSTEM UPGRADATION AT Unit 6 ,7 CHP ( 2X 250MW), Parli TPS. | Yet to be approved | - | 0 | 0 | 0 | 0 | 0 | 0 |  |  | 0 | 0
15.1 | Refurbishment of single stream conveyor drives : Procurement of Various types of Gearbox for single stream conveyor drives of 2X 250 MW CHP U6&7 Parli TPS. | Yet to be approved | - | 0 | 8.37 | 8.37 | 0 | 0 | 0 |  |  | 0 | 0
15.2 | Refurbishment of single stream conveyor drives : Procurement of Various types of fluid couplings for single stream conveyor drives of 2X 250 MW CHP U6&7 Parli TPS. | Yet to be approved | - | 0 | 0.46 | 0.46 | 0 | 0 | 0 |  |  | 0 | 0
15.3 | Refurbishment of single stream conveyor drives : Procurement of ENERGY EFFICIENT HT MOTORS for single stream conveyor drives of 2X 250 MW CHP U6&7 Parli TPS. | Yet to be approved | - | 0 | 2.87 | 2.87 | 0 | 0 | 0 |  |  | 0 | 0
15.4 | Refurbishment of single stream conveyor drives : Procurement of HT vacuum circuit breakers for single stream conveyor drives of 2X 250 MW CHP U6&7 Parli TPS. | Yet to be approved | - | 0 | 0.78 | 0.78 | 0 | 0 | 0 |  |  | 0 | 0
15.5 | Supply, Erection & Commissioning of street light from U6/7 railway gate to loco shed of CHP U6/7 NPTPS Parli-V | Yet to be approved | - | 0 | 1.25 | 1.25 | 0 | 0 | 0 |  |  | 0 | 0
15.6 | Strengthening of U-6 Bunkers at CHP NPTPS | Yet to be approved | - | 0 | 8.79 | 8.79 | 0 | 0 | 0 |  |  | 0 | 0
15.7 | Supply and commissioning of Suspended Magnets for U-6,7 CHP NPTPS | Yet to be approved | - | 0 | 2.55 | 2.55 | 0 | 0 | 0 |  |  | 0 | 0
15.8 | Modification of 60 KG rail track with laying crossover turnout at NMVP sliding CHP NPTPS | Yet to be approved | - | 0 | 4.75 | 4.75 | 0 | 0 | 0 |  |  | 0 | 0
0 | IDC | Yet to be approved | - | 0 | 0 | 0 | 0 | 0 | 0 |  |  | 0 | 0
16 | DPR for normalization and stabilization of coal handling plant performance at Parli TPS | 0 | - | 0 | 0 | 0 | 0 | 0 | 0 |  |  | 0 | 0
16.1 | Procurement of U-6,7 W/T Major spares | Yet to be approved | - | 0 | 10 | 10 | 0 | 0 | 0 |  |  | 0 | 0
16.2 | Supply of impact crusher major spares for CHP U-6/7 | Yet to be approved | - | 0 | 5 | 5 | 0 | 0 | 0 |  |  | 0 | 0
16.3 | Provision of Soft starter / VFD for Various conveyor | Yet to be approved | - | 0 | 8 | 8 | 0 | 0 | 0 |  |  | 0 | 0
16.4 | Upgradation of siemens make PLC at U-6/7. | Yet to be approved | - | 0 | 8 | 8 | 0 | 0 | 0 |  |  | 0 | 0
16.5 | Procurement of U-6/7 Stacker reclaimer major spares | Yet to be approved | - | 0 | 12 | 12 | 0 | 0 | 0 |  |  | 0 | 0
16.6 | Design, supply and commissioning of solar operated lighting system in CHP U-6,7 | Yet to be approved | - | 0 | 15 | 15 | 0 | 0 | 0 |  |  | 0 | 0
16.7 | Installation of CCTV survillance system alongwith all conveyors. | Yet to be approved | - | 0 | 4 | 4 | 0 | 0 | 0 |  |  | 0 | 0
16.8 | Upgradation / Retrofication of Bunker Lifts of Unit-6 & Unit-7 at CHP TPS Parli-V. | Yet to be approved | - | 0 | 3.25 | 3.25 | 0 | 0 | 0 |  |  | 0 | 0
0 | IDC | Yet to be approved | - | 0 | 0 | 0 | 0 | 0 | 0 |  |  | 0 | 0
17 | DPR for maximiation of Coal Handling Plant efficiency. | Yet to be approved | - | 0 | 0 | 0 | 0 | 0 | 0 |  |  | 0 | 0
17.1 | W/T control room & bunker house battery & UPS upgradation | Yet to be approved | - | 0 | 3 | 3 | 0 | 0 | 0 |  |  | 0 | 0
17.2 | Provision of Soft starter / VFD for Various conveyor | Yet to be approved | - | 0 | 8 | 8 | 0 | 0 | 0 |  |  | 0 | 0
17.3 | Structure Strengthening of Conveyor NO. 3 and Stacker Reclaimer Rail at U-6/7 CHP | Yet to be approved | - | 0 | 3 | 3 | 0 | 0 | 0 |  |  | 0 | 0
17.4 | Modernization/modification of Conveyor HT/LT cables at U-6/7 CHP. | Yet to be approved | - | 0 | 4 | 4 | 0 | 0 | 0 |  |  | 0 | 0
17.5 | Modernization of EOT cranes and Hoist at various junction tower and various location of CHP U-6/7 | Yet to be approved | - | 0 | 3 | 3 | 0 | 0 | 0 |  |  | 0 | 0
17.6 | Renovation / retrofitting of shuttle conveyor at CHP U-6/7. | Yet to be approved | - | 0 | 4 | 4 | 0 | 0 | 0 |  |  | 0 | 0
17.7 | Upgradation/renovation of bunker lift at RSC-6 & 7 of CHP U-6/7 | Yet to be approved | - | 0 | 4 | 4 | 0 | 0 | 0 |  |  | 0 | 0
0 | IDC | Yet to be approved | - | 0 | 0 | 0 | 0 | 0 | 0 |  |  | 0 | 0
18 | DPR on life enhancement of Coal Handling Plant | Yet to be approved | - | 0 | 0 | 0 | 0 | 0 | 0 |  |  | 0 | 0
18.1 | Renovation, upgradation & capacity enhancement of LT switch gear panels at W/T, S/R and CHP control Switch board at CHP U-6/7. | Yet to be approved | - | 0 | 0 | 0 | 0 | 5 | 5 |  |  | 5 | 0
18.2 | Procurement & installation of Belt tear detection system | Yet to be approved | - | 0 | 0 | 0 | 0 | 4.5 | 4.5 |  |  | 4.5 | 0
18.3 | Conveyor gravity takeup infrastructure strengthening work | Yet to be approved | - | 0 | 0 | 0 | 0 | 3 | 3 |  |  | 3 | 0
18.4 | Replacement of vibrating feeder-I with Apron Feeder at CHP U-6/7. | Yet to be approved | - | 0 | 0 | 0 | 0 | 8 | 8 |  |  | 8 | 0
0 | IDC | Yet to be approved | - | 0 | 0 | 0 | 0 | 0 | 0 |  |  | 0 | 0
19 | DPR for stabiliazation of Coal Handling Performance. | Yet to be approved | - | 0 | 0 | 0 | 0 | 0 | 0 |  |  | 0 | 0
19.1 | Drive modification of Stacker Reclaimer slewing system. | Yet to be approved | - | 0 | 0 | 0 | 0 | 0 | 0 |  |  | 0 | 0
19.2 | Retrofitting of Side Arm Charger-I & II at CHP U-6,7 | Yet to be approved | - | 0 | 0 | 0 | 0 | 0 | 0 |  |  | 0 | 0
19.3 | Provision of open Wagon Tippler at CHP U-6/7 | Yet to be approved | - | 0 | 0 | 0 | 0 | 0 | 0 |  |  | 0 | 0
19.4 | Refurbishment of Apron Feeder at CHP U-6,7 | Yet to be approved | - | 0 | 0 | 0 | 0 | 0 | 0 |  |  | 0 | 0
0 | IDC | Yet to be approved | - | 0 | 0 | 0 | 0 | 0 | 0 |  |  | 0 | 0
20 | Procurement & Replacement of 220V station batteries, 360V UPS batteries, 24V DCS batteries , 360V UPS AHP batteries at U6 & U7 NPTPS | Yet to be approved | - | 0 | 0 | 0 | 0 | 0 | 0 |  |  | 0 | 0
20.1 | Procurement & Replacement of 220V station batteries, 360V UPS batteries, 24V DCS batteries , 360V UPS AHP batteries at U6 & U7 NPTPS | Yet to be approved | - | 0 | 0 | 0 | 0 | 25 | 25 |  |  | 25 | 0
0 | IDC | Yet to be approved | - | 0 | 0 | 0 | 0 | 0 | 0 |  |  | 0 | 0
21 | DPR on Various electricle maintenance schemes at Unit 6,7 NPTPS Parli-V | Yet to be approved | - | 0 | 0 | 0 | 0 | 0 | 0 |  |  | 0 | 0
21.1 | Rennovation of Khadka & Naikota switchyard including replacement of Transformer and 33 KV outdoor type VCBs | Yet to be approved | - | 0 | 10 | 10 | 0 | 0 | 0 |  |  | 0 | 0
21.2 | Replacement of Khadka ,naikota 6.6 KV HT Breaker Panel , breaker trolleys and control cabinet | Yet to be approved | - | 0 | 5 | 5 | 0 | 0 | 0 |  |  | 0 | 0
21.3 | Replacement of LT breakers & modules at Unit 7 | Yet to be approved | - | 0 | 10 | 10 | 0 | 0 | 0 |  |  | 0 | 0
21.4 | Rennovation/Replacement of Boiler & Turbine side lighting by energy efficient LED lighting at unit 6&7, NPTPS, Parli vaijnath | Yet to be approved | - | 0 | 3 | 3 | 0 | 0 | 0 |  |  | 0 | 0
21.5 | nstallation of VFD for CEP, FD Fan, Seal Air Fan & HFO pump motors at unit 6&7, NPTPS, Parli Vaijnath | Yet to be approved | - | 0 | 10 | 10 | 0 | 0 | 0 |  |  | 0 | 0
0 | IDC | Yet to be approved | - | 0 | 0 | 0 | 0 | 0 | 0 |  |  | 0 | 0
22 | Renovation of Colony Electrical supply system & also replacement of wiring of all Types of buildings ,street light,highmast etc | Yet to be approved | - | 0 | 0 | 0 | 0 | 0 | 0 |  |  | 0 | 0
22.1 | Renovation of Colony Electrical supply system & also replacement of wiring of all Types of buildings ,street light,highmast etc | Yet to be approved | - | 0 | 25 | 25 | 0 | 0 | 0 |  |  | 0 | 0
0 | IDC | Yet to be approved | - | 0 | 0 | 0 | 0 | 0 | 0 |  |  | 0 | 0
23 | UPGRADATION OF EXPIRED AND VULNERABLE Scada, operating system and hardware to improve life and communication system of IAC,OHP & PTP plant UNIT 6&7 250MW at NPTPS PARLI V" & Emission Monitoring & Water Quality Analysers system Upgradation Schemes | Yet to be approved | - | 0 | 0 | 0 | 0 | 0 | 0 |  |  | 0 | 0
23.1 | UPGRADATION OF EXPIRED AND VULNERABLE Scada, operating system and hardware to improve life and communication system of IAC,OHP & PTP plant UNIT 6&7 250MW at NPTPS PARLI V". | Yet to be approved | - | 0 | 2 | 2 | 0 | 0 | 0 |  |  | 0 | 0
23.2 | Up gradation of SWAS system at U 7,NPTPS | Yet to be approved | - | 0 | 3 | 3 | 0 | 0 | 0 |  |  | 0 | 0
23.3 | Oxygen measurement APH and at ID outlet | Yet to be approved | - | 0 | 1 | 1 | 0 | 0 | 0 |  |  | 0 | 0
23.4 | Up gradation of Drum level measurement system at Unit – 6 &7 New Parli TPS, Parli-V | Yet to be approved | - | 0 | 3 | 3 | 0 | 0 | 0 |  |  | 0 | 0
23.5 | OLCC SYSTEM UPGRADATION U6 & U7 | Yet to be approved | - | 0 | 2 | 2 | 0 | 0 | 0 |  |  | 0 | 0
23.6 | Up gradation of Boiler tubes leakage detection system & Furnace flame mapping with video camera at Unit – 6 &7 New Parli TPS, Parli-V | Yet to be approved | - | 0 | 4 | 4 | 0 | 0 | 0 |  |  | 0 | 0
23.7 | Unit7 LVS system SCADA/HMI upgradation | Yet to be approved | - | 0 | 1 | 1 | 0 | 0 | 0 |  |  | 0 | 0
23.8 | Upgradation of Instrumentation & control lab | Yet to be approved | - | 0 | 1.5 | 1.5 | 0 | 0 | 0 |  |  | 0 | 0
0 | IDC | Yet to be approved | - | 0 | 0 | 0 | 0 | 0 | 0 |  |  | 0 | 0
24 | Control and monitoring system upgradation at U6&7 NPTPS & Various Instrumentation schemes at Unit 6,7, NPTPS Parli-V | Yet to be approved | - | 0 | 0 | 0 | 0 | 0 | 0 |  |  | 0 | 0
24.1 | Upgradation of level, flow & pressure measurement system | Yet to be approved | - | 0 | 0 | 0 | 0 | 1.5 | 1.5 |  |  | 1.5 | 0
24.2 | Up gradation of Vibration Monitoring System(VMS) at Unit – 6 &7 Parli TPS, Parli-V | Yet to be approved | - | 0 | 5 | 5 | 0 | 0 | 0 |  |  | 0 | 0
24.3 | Upgradation of feedstation valve contol instruments. | Yet to be approved | - | 0 | 0 | 0 | 0 | 2 | 2 |  |  | 2 | 0
24.4 | Supply of various instuments like H2 Dew point measurement system spares, Hydrogen analyzer, H2 leak detection system spares etc.Critical/Non-Critical Spares sub-assembly for performance improvement | Yet to be approved | - | 0 | 3 | 3 | 0 | 0 | 0 |  |  | 0 | 0
24.5 | Online Water flow Monitoring System at Khadka | Yet to be approved | - | 0 | 0 | 0 | 0 | 2 | 2 |  |  | 2 | 0
24.6 | Upgradation of CO analyser at APH inlete and SOX NOX gas analyser installed at ID discharge along with remote calibration facility and connectivity to CPCB and MPCB as per latest CPCB Guidelines | Yet to be approved | - | 0 | 0 | 0 | 0 | 0 | 0 |  |  | 0 | 0
24.7 | Supply, Erection and Commissioning of Effluent Analyser for the parameters like COD, BOD, TSS & PH installed at ETP & STP outlet of the NPTPS, Parli. complying CPCB / MPCB Guidelines. | Yet to be approved | - | 0 | 0 | 0 | 0 | 0 | 0 |  |  | 0 | 0
0 | IDC | Yet to be approved | - | 0 | 0 | 0 | 0 | 0 | 0 |  |  | 0 | 0
25 | Detailed Project Report on ‘Supply, installation, restoration, up-gradation and revamping of Fire Protection Systems viz. Under ground Fire Pipe Lines, Static Fire Water Pumps, Fire Hydrant System, Passive Fire Protection System, DV House Construction & Fire Water/Foam Spray System at plant & ODP area of Unit-6, 7 & 8 of Parli TPS, Parli Vaijnath’. | Yet to be approved | - | 0 | 0 | 0 | 0 | 0 | 0 |  |  | 0 | 0
25.1 | Work of replacement of damaged/leaky underground Fire Water Pipelines and Static Fire water Pumps at Plant (Unit-6, 7 & 8) and ODP area of Parli TPS including required material viz. MSERW Pipes/Steel, etc. | Yet to be approved | - | 0 | 17 | 17 | 0 | 0 | 0 |  |  | 0 | 0
25.2 | Restoration of Deluge Valve system along with work of repairing/reconstruction (with relocation for safe operation) of damaged Deluge Valve Houses at Plant & ODP area of Parli TPS Unit#6, 7 & 8. | Yet to be approved | - | 0 | 10 | 10 | 0 | 0 | 0 |  |  | 0 | 0
25.3 | Supply, Rectification and Installation of addressable fire alarm system and Fire suppression system at unit 6 & 7,Parli TPS. | Yet to be approved | - | 0 | 7 | 7 | 0 | 0 | 0 |  |  | 0 | 0
0 | IDC | Yet to be approved | - | 0 | 0 | 0 | 0 | 0 | 0 |  |  | 0 | 0
26 | ASH EVACUATION IMPROVEMENT AND PERFORMANCE & EFFICIENCY OF ASH HANDLING SYSTEM At NPTPS Parli-V AT TPS PARLI-V. | Yet to be approved | - | 0 | 0 | 0 | 0 | 0 | 0 |  |  | 0 | 0
26.1 | DESIGN , SUPPLY & REPLCEMENT OF ASH DISPOSAL SLURRY PUMP COMPLTE ASSEMBLY ALONG WITH GEAR BOX, MOTORS U-6 | Yet to be approved | - | 0 | 1.24 | 1.24 | 0 | 0 | 0 |  |  | 0 | 0
26.2 | DESIGN , SUPPLY & REPLCEMENT OF HP WATER PUMP COMPLTE ASSEMBLY ALONG WITH GEAR BOX, MOTORS U-6 | Yet to be approved | - | 0 | 1.17 | 1.17 | 0 | 0 | 0 |  |  | 0 | 0
26.3 | Upgradation of reciprocating Conveying Air compressor into screw compressor at U#6 | Yet to be approved | - | 0 | 5.98 | 5.98 | 0 | 0 | 0 |  |  | 0 | 0
26.4 | Upgradation of reciprocating Instrument Air compressor into screw compressor at U#6 | Yet to be approved | - | 0 | 3.98 | 3.98 | 0 | 0 | 0 |  |  | 0 | 0
26.5 | Procurement & replacement of 300 NB,200NB Cash Basalt Pipelines with the existing MSERW pipe of ash disposal system of Unit #6& 7 at Parli TPS, Parli V . | Yet to be approved | - | 0 | 6.61 | 6.61 | 0 | 0 | 0 |  |  | 0 | 0
26.6 | DESIGN , SUPPLY & REPLCEMENT VACUUM PUMP U6 | Yet to be approved | - | 0 | 1.41 | 1.41 | 0 | 0 | 0 |  |  | 0 | 0
26.7 | Work of Repairing & Reconditioning of Single Roll Clinker Grinder assembly from OEM on as and when required basis at AHP(2X250),Unit-6&7 Parli TPS,Parli-V. | Yet to be approved | - | 0 | 0.65 | 0.65 | 0 | 0 | 0 |  |  | 0 | 0
26.8 | Work of complete Reconditioning and refurbishment of various spares in Unit 6&7, Parli TPS, Parli-V | Yet to be approved | - | 0 | 0.73 | 0.73 | 0 | 0 | 0 |  |  | 0 | 0
26.9 | Transmission drive system & Fluid coupling replacements. | Yet to be approved | - | 0 | 2.92 | 2.92 | 0 | 0 | 0 |  |  | 0 | 0
26.1 | DESIGN , SUPPLY & REPLCEMENT OF ASH INLET VALVE COMPLETE ASSEBLY U6 | Yet to be approved | - | 0 | 2.6 | 2.6 | 0 | 0 | 0 |  |  | 0 | 0
26.11 | UPGRADATION OF EXPIRED AND VULNERABLE Scada, operating system and hardware to improve life and communication system of Ash handling plant UNIT 6&7 250MW at NPTPS PARLI V". | Yet to be approved | - | 0 | 3 | 3 | 0 | 0 | 0 |  |  | 0 | 0
0 | IDC | Yet to be approved | - | 0 | 0 | 0 | 0 | 0 | 0 |  |  | 0 | 0
27 | ASH EVACUATION IMPROVEMENT AND PERFORMANCE & EFFICIENCY OF ASH HANDLING SYSTEM At NPTPS Parli-V AT TPS PARLI-V. | Yet to be approved | - | 0 | 0 | 0 | 0 | 0 | 0 |  |  | 0 | 0
27.1 | Upgradation of reciprocating Conveying Air compressor into screw compressor at U#7 | Yet to be approved | - | 0 | 5.98 | 5.98 | 0 | 0 | 0 |  |  | 0 | 0
27.2 | Upgradation of reciprocating Instrument Air compressor into screw compressor at U#7 | Yet to be approved | - | 0 | 3.98 | 3.98 | 0 | 0 | 0 |  |  | 0 | 0
27.3 | DESIGN , SUPPLY & REPLCEMENT OF ASH DISPOSAL SLURRY PUMP COMPLTE ASSEMBLY ALONG WITH GEAR BOX, MOTORS U-7 | Yet to be approved | - | 0 | 1.24 | 1.24 | 0 | 0 | 0 |  |  | 0 | 0
27.4 | DESIGN , SUPPLY & REPLCEMENT OF HP WATER PUMP COMPLTE ASSEMBLY ALONG WITH GEAR BOX, MOTORS U-7 | Yet to be approved | - | 0 | 1.17 | 1.17 | 0 | 0 | 0 |  |  | 0 | 0
27.5 | DESIGN , SUPPLY & REPLCEMENT VACUUM PUMP U7. | Yet to be approved | - | 0 | 1.41 | 1.41 | 0 | 0 | 0 |  |  | 0 | 0
27.6 | DESIGN , SUPPLY & REPLCEMENT BRANCH SEGEGATION COMPLETE VALVE ASSEBLY U7 | Yet to be approved | - | 0 | 1 | 1 | 0 | 0 | 0 |  |  | 0 | 0
27.7 | DESIGN , SUPPLY & REPLCEMENT BRANCH VALVE & ASH INLET VALVE U7 | Yet to be approved | - | 0 | 2.6 | 2.6 | 0 | 0 | 0 |  |  | 0 | 0
27.8 | Procurement of MOTORS, RELAY ,BREAKERS & RETROFITTING for pumps , IAC/CAC to improve availability & performance of Bottom ash, Coarse Ash & fly ash system of AHP, unit -7 | Yet to be approved | - | 0 | 3.5 | 3.5 | 0 | 0 | 0 |  |  | 0 | 0
27.9 | Procurement of Replcement Water valve, AUDCO valve | Yet to be approved | - | 0 | 0.5 | 0.5 | 0 | 0 | 0 |  |  | 0 | 0
27.1 | Procurement & replacement of Bottom ash clinker grinder | Yet to be approved | - | 0 | 1.89 | 1.89 | 0 | 0 | 0 |  |  | 0 | 0
27.11 | UPGRADATION OF EXPIRED AND VULNERABLE Scada, operating system and hardware to improve life and communication system of HCSD Ash handling plant UNIT 6&7 250MW at NPTPS PARLI V" | Yet to be approved | - | 0 | 2.5 | 2.5 | 0 | 0 | 0 |  |  | 0 | 0
0 | IDC | Yet to be approved | - | 0 | 0 | 0 | 0 | 0 | 0 |  |  | 0 | 0
28 | ASH EVACUATION IMPROVEMENT AND PERFORMANCE & EFFICIENCY OF ASH HANDLING SYSTEM At NPTPS Parli-V AT TPS PARLI-V. | Yet to be approved | - | 0 | 0 | 0 | 0 | 0 | 0 |  |  | 0 | 0
28.1 | GEHO pump critical assemblies replacement. | Yet to be approved | - | 0 | 13.32 | 13.32 | 0 | 0 | 0 |  |  | 0 | 0
28.2 | DESIGN , SUPPLY & REPLCEMENT OF HP WATER PUMP COMPLTE ASSEMBLY ALONG WITH GEAR BOX, MOTORS | Yet to be approved | - | 0 | 1.17 | 1.17 | 0 | 0 | 0 |  |  | 0 | 0
28.3 | Upgradation of BA clinker grinder at U#6/7 | Yet to be approved | - | 0 | 2.08 | 2.08 | 0 | 0 | 0 |  |  | 0 | 0
28.4 | Scheme 4: Spares for premium make ash mixer gear box H1-160 5.06/1, P2 O No.160106, Sr No.2RF 12629 & H1-180 1.35/1 | Yet to be approved | - | 0 | 0.42 | 0.42 | 0 | 0 | 0 |  |  | 0 | 0
28.5 | Spares for premium make ash mixer gear box VB2SA-225 17.1/1p1 | Yet to be approved | - | 0 | 0.34 | 0.34 | 0 | 0 | 0 |  |  | 0 | 0
28.6 | DESIGN , SUPPLY & REPLCEMENT VACUUM PUMP | Yet to be approved | - | 0 | 1.41 | 1.41 | 0 | 0 | 0 |  |  | 0 | 0
0 | IDC | Yet to be approved | - | 0 | 0 | 0 | 0 | 0 | 0 |  |  | 0 | 0
29 | ASH EVACUATION IMPROVEMENT AND PERFORMANCE & EFFICIENCY OF ASH HANDLING SYSTEM At NPTPS Parli-V AT TPS PARLI-V. | Yet to be approved | - | 0 | 0 | 0 | 0 | 0 | 0 |  |  | 0 | 0
29.1 | Procurement & replacement of 300 NB,200NB Cash Basalt Pipelines with the existing MSERW pipe of ash disposal system of Unit #6& 7 at Parli TPS, Parli V . | Yet to be approved | - | 0 | 0 | 0 | 0 | 6.61 | 6.61 |  |  | 6.61 | 0
29.2 | Procurement of MOTORS, RELAY ,BREAKERS & RETROFITTING for pumps , IAC/CAC to improve availability & performance of Bottom ash, Coarse Ash & fly ash system of AHP, unit 6 | Yet to be approved | - | 0 | 0 | 0 | 0 | 3.5 | 3.5 |  |  | 3.5 | 0
29.3 | DESIGN , SUPPLY & REPLCEMENT VACUUM PUMP U#6 | Yet to be approved | - | 0 | 0 | 0 | 0 | 1.41 | 1.41 |  |  | 1.41 | 0
0 | IDC | Yet to be approved | - | 0 | 0 | 0 | 0 | 0 | 0 |  |  | 0 | 0
30 | ASH EVACUATION IMPROVEMENT AND PERFORMANCE & EFFICIENCY OF ASH HANDLING SYSTEM At NPTPS Parli-V AT TPS PARLI-V. | Yet to be approved | - | 0 | 0 | 0 | 0 | 0 | 0 |  |  | 0 | 0
30.1 | DESIGN , SUPPLY & REPLCEMENT VACUUM PUMP | Yet to be approved | - | 0 | 0 | 0 | 0 | 0 | 0 |  |  | 0 | 0
30.2 | DESIGN , SUPPLY & REPLCEMENT OF ASH DISPOSAL SLURRY PUMP COMPLTE ASSEMBLY ALONG WITH GEAR BOX, MOTORS U-6& 7 | Yet to be approved | - | 0 | 0 | 0 | 0 | 0 | 0 |  |  | 0 | 0
30.3 | DESIGN , SUPPLY & REPLCEMENT OF HP WATER PUMP COMPLTE ASSEMBLY ALONG WITH GEAR BOX, MOTORS U-6& 7 | Yet to be approved | - | 0 | 0 | 0 | 0 | 0 | 0 |  |  | 0 | 0
30.4 | Procurement of MOTORS, RELAY ,BREAKERS & RETROFITTING for HCSD to improve availability & performance of Bottom ash, Coarse Ash & fly ash system of AHP, unit 6 | Yet to be approved | - | 0 | 0 | 0 | 0 | 0 | 0 |  |  | 0 | 0
30.5 | Upgradation of reciprocating Conveying Air compressor into screw compressor at U#6 | Yet to be approved | - | 0 | 0 | 0 | 0 | 0 | 0 |  |  | 0 | 0
30.6 | Upgradation of reciprocating Instrument Air compressor into screw compressor at U#6 | Yet to be approved | - | 0 | 0 | 0 | 0 | 0 | 0 |  |  | 0 | 0
0 | IDC | Yet to be approved | - | 0 | 0 | 0 | 0 | 0 | 0 |  |  | 0 | 0
31 | Construction of VIP guest house building at TPS Parli Vaijnath | Yet to be approved | - | 0 | 0 | 0 | 0 | 0 | 0 |  |  | 0 | 0
31.1 | Construction of VIP guest house building at TPS Parli Vaijnath | Yet to be approved | - | 0 | 26.98 | 26.98 | 0 | 0 | 0 |  |  | 0 | 0
32 | Permanent water supply scheme for parli TPS by lifting water from Dead storage of Majalgaon dam and supplying through enclosed pipe line at New TPS Parli Vaijnath. | Yet to be approved | - | 0 | 0 | 0 | 0 | 0 | 0 |  |  | 0 | 0
32.1 | Permanent water supply scheme for parli TPS by lifting water from Dead storage of Majalgaon dam and supplying through enclosed pipe line at New TPS Parli Vaijnath. | Yet to be approved | - | 0 | 300 | 0 | 300 | 114.18 | 414.18 |  |  | 414.18 | 0
32.2 | Providing drinking water supply to GSR Tank of Shaktikunj Vasahat from Unit 6,7 and 8 premises new TPS Parli Vaijnath | Yet to be approved | - | 0 | 17 | 17 | 0 | 0 | 0 |  |  | 0 | 0
33 | DPR on Raw water leackage arresting | Yet to be approved | - | 0 | 0 | 0 | 0 | 0 | 0 |  |  | 0 | 0
33.1 | Raw water leackage arresting | Yet to be approved | - | 0 | 36 | 36 | 0 | 0 | 0 |  |  | 0 | 0
34 | NDCT structural strenthing and leackage arresting througth basin and CW channel of Unit 6,7 | Yet to be approved | - | 0 | 0 | 0 | 0 | 0 | 0 |  |  | 0 | 0
34.1 | NDCT basin of unit 6& 7 leackage arresing work | Yet to be approved | - | 0 | 10 | 10 | 0 | 0 | 0 |  |  | 0 | 0
34.2 | CW channel leackage arresting of Unit 6 &7 | Yet to be approved | - | 0 | 10 | 10 | 0 | 0 | 0 |  |  | 0 | 0
34.3 | NDCT structural strenthing of intermadiate racker coloumn of Unit 6&7 | Yet to be approved | - | 0 | 15 | 15 | 0 | 0 | 0 |  |  | 0 | 0
34.4 | Construction of Store shed's at Major store in Unit No.6,7 NPTPS Parli V | Yet to be approved | - | 0 | 1.35 | 1.35 | 0 | 0 | 0 |  |  | 0 | 0
35 | DPR on road work & rennovation work of colony buildings Parli -V at TPS Parli -V | Yet to be approved | - | 0 | 0 | 0 | 0 | 0 | 0 |  |  | 0 | 0
35.1 | contruction of roads of few roads in clusters and main road repairs ,carpet laying,seal coats, strips on road & indicators on roads with rumbble strips at TPS colony Parli V | Yet to be approved | - | 0 | 10 | 10 | 0 | 0 | 0 |  |  | 0 | 0
35.2 | In ABC colony ( Putty work,plastic emulsion paint,oil paint plaster etc) ,In DEF & New colony ( internal & external paint ,oil paint etc) at TPS colony Parli-V. | Yet to be approved | - | 0 | 5 | 5 | 0 | 0 | 0 |  |  | 0 | 0
35.3 | In ABC,DEF & New colony ( chember ,300 m dia rcc pipe,150mm rcc pipe etc)at tps colony Parli V | Yet to be approved | - | 0 | 5 | 5 | 0 | 0 | 0 |  |  | 0 | 0
35.4 | Plinth protection along the building and providing and placing rcc bench infront of all buildings etc at tps colony Parli v | Yet to be approved | - | 0 | 2 | 2 | 0 | 0 | 0 |  |  | 0 | 0
35.5 | changing all internal qtrs pipeline from gi pipeline to Upvc pipeline and replacing existing damaged gi pipe by new one and also providing water tank over single qtrs and buildings at ABC, DEF, & New colony TPS Parli v | Yet to be approved | - | 0 | 5 | 5 | 0 | 0 | 0 |  |  | 0 | 0
35.6 | Carpentary works at ABC,DEF & New colony TPS , Parli -V | Yet to be approved | - | 0 | 4 | 4 | 0 | 0 | 0 |  |  | 0 | 0
35.7 | Flooring work at ABC,DEF & New colony TPS , Parli -V | Yet to be approved | - | 0 | 5 | 5 | 0 | 0 | 0 |  |  | 0 | 0
35.8 | construction of new ESR and GSR at ABC,DEF & New colony TPS , Parli -V | Yet to be approved | - | 0 | 4 | 4 | 0 | 0 | 0 |  |  | 0 | 0
35.9 | refurbishment of qtrs by strenthening structurein ABC ,DEF & New colony tps parli v | Yet to be approved | - | 0 | 10 | 10 | 0 | 0 | 0 |  |  | 0 | 0
35.1 | Devolpment of garden and providing child friendly equiment in ABC ,DEF & New colony tps parli v | Yet to be approved | - | 0 | 4 | 4 | 0 | 0 | 0 |  |  | 0 | 0
36 | CHP improvement schemes at 2 x 250 MW Unit | 0 | - | 0 | 0 | 0 | 0 | 0 | 0 |  |  | 0 | 0
36.1 | CHP improvement schemes at 2 x 250 MW Unit | 0 | - | 0 | 25 | 25 | 0 | 0 | 0 |  |  | 0 | 0
37 | Flexible Operation work at U#6,7 | Yet to be approved | - | 0 | 0 | 0 | 0 | 0 | 0 |  |  | 0 | 0
37.1 | Flexible Operation work at U#6,7 | Yet to be approved | - | 0 | 0 | 0 | 0 | 28 | 28 |  |  | 28 | 0
0 | 0 | 0 | - | 0 | 0 | 0 | 0 | 0 | 0 |  |  | 0 | 0
0 | 0 | 0 | - | 0 | 0 | 0 | 0 | 0 | 0 |  |  | 0 | 0
D | Non-DPR Schemes | 0 | - | 0 | 0 | 0 | 0 | 0 | 0 |  |  | 0 | 0
1 | SWAS Upgradation at U#6 NPTPS Parli-V | N.A. | - | 0 | 2.2391 | 2.2391 | 0 | 0 | 0 |  |  | 0 | 0
2 | Procurement of electro-machanical vibrating feeder at CHP NPTPS 6,7 | N.A. | - | 0 | 0.89293 | 0.89293 | 0 | 0 | 0 |  |  | 0 | 0
3 | erection, commissioning of 6.6kv/33kv switch yard & shifting of 2x7.5 MVA 6.6/33KV transformer from 210 MW to proposed switch yard for 33KV supply feeder to Khadka naikota at NPTPS Parli-V. | N.A. | - | 0 | 2.1993 | 2.1993 | 0 | 0 | 0 |  |  | 0 | 0
4 | IDC | 0 | - | 0 | 0.007222 | 0.007222 | 0 | 0 | 0 |  |  | 0 | 0
5 | Non-DPR scheme "Design, Supply, Installation & Commissioning of High performance Energy Chain System for Stacker reclaimer, Shuttle Conveyors at U-6/7 CHP NPTPS – PARLI-Vaijnath.” | N.A. | - | 0 | 2.8639 | 2.8639 | 0 | 0 | 0 |  |  | 0 | 0
6 | Refurbishment of Existing M/s Atlas Copco Make Air Compressors at Unit 7 Parli TPS | N.A. | - | 0 | 2.9532 | 2.9532 | 0 | 0 | 0 |  |  | 0 | 0
7 | Procurement of Fire Extinguisher | N.A. | - | 0 | 0.68 | 0.6783 | 0.0017 | 0 | 0 |  |  | 0 | 0.0017
8 | Non DPR For Supply, Erection & Commissioning, Testing of Coal Flow Management system for Coal Bunker at CHP NPTPS U-6. | N.A. | - | 0 | 2.972 | 2.972 | 0 | 0 | 0 |  |  | 0 | 0
9 | Non DPR for Supply & Installation of Coal Handling Plant critical equipment Major Spares like Wagon Tippler and Conveyors at CHP U6/7 ,T.P.S.Parli. | N.A. | - | 0 | 2.79 | 2.79 | 0 | 0 | 0 |  |  | 0 | 0
10 | Design,Manufacture ,Supply & Installation of Banana pattern and Modular chutes for various Conveyor discharge areas at CHP U 6/7,TPS Parli. | N.A. | - | 0 | 2.94 | 2.94 | 0 | 0 | 0 |  |  | 0 | 0
11 | Refrigeration Compressed Air Dryer at TM & AHP, U#6,7 Parli TPS | 0 | - | 0 | 1.57 | 1.57 | 0 | 0 | 0 |  |  | 0 | 0
12 | General Asset | 0 | - | 0 | 4.3894 | 4.2255 | 0.16393 | 0.31 | 0.31 |  |  | 0.31 | 0.16393
| Total |  |  |  | 1991.134 | 1577.9842 | 413.1498 | 237.61 | 512.61 | 0 | 0 | 512.61 | 138.1498
FY 2029-30
A | DPR Schemes
6 | Arrangement for permanent water supply scheme for Parli TPS from Majalgaon Dam through Majalgaon Lift Irrigation scheme (Loni / Savangi) | MERC/TECH 1/CAPEX/20122013/00500 | 2013-05-27 | 199.86 | 142 | 0 | 142 | 0 | 0 |  |  | 0 | 142 | 0 | 0
9 | Procurement of 250 MW spare HPT Module, IPT Module & LPT Rotor of New Parli TPS | MERC/TECH 1/CAPEX/20142015/00362 | 2014-05-20 | 22.0591 | 0 | 0 | 0 | 0 | 0 |  |  | 0 | 0 | 0 | 0
9.1 | HP Module | MERC/TECH 1/CAPEX/20142015/00362 | 2014-05-20 | 22.0591 | 21.53 | 21.53 | 0 | 0 | 0 |  |  | 0 | 0 | 0 | 0
9.2 | IP Module | MERC/TECH 1/CAPEX/20142015/00362 | 2014-05-20 | 21.3598 | 20.62 | 20.62 | 0 | 0 | 0 |  |  | 0 | 0 | 0 | 0
9.3 | LP Rotor | MERC/TECH 1/CAPEX/20142015/00362 | 2014-05-20 | 38.7247 | 38.72 | 38.72 | 0 | 0 | 0 |  |  | 0 | 0 | 0 | 0
0 | IDC | MERC/TECH 1/CAPEX/20142015/00362 | 2014-05-20 | 0 | 0 | 0 | 0 | 0 | 0 |  |  | 0 | 0 | 0 | 0
10 | Procurement of 315 MVA Spare GTR for 250 MW sets at New Parli & New Paras TPS | MERC/TECH 1/CAPEX/20142015/001 | 2014-10-01 | 11.32 | 0 | 0 | 0 | 0 | 0 |  |  | 0 | 0 | 0 | 0
10.1 | Procurement of 250 MVA Spare GTR | MERC/TECH 1/CAPEX/20142015/001 | 2014-10-01 | 11.32 | 13.4 | 13.4 | 0 | 0 | 0 |  |  | 0 | 0 | 0 | 0
13 | Construction of Concrete Roads & Spare Generator Transformer Foundation at Parli TPS | MERC/CAPEX/20162017/01172 | 2016-12-09 | 16.85 | 0 | 0 | 0 | 0 | 0 |  |  | 0 | 0 | 0 | 0
13.1 | Construction of concrete road from Gangakhed road to entrance of unit no.6,7 at NPTPS Parli V. | MERC/CAPEX/20162017/01172 | 2016-12-09 | 7.02 | 6.8552 | 6.8552 | 0 | 0 | 0 |  |  | 0 | 0 | 0 | 0
13.2 | Construction of internal concrete roads within premises of Unit 6 and 7. | MERC/CAPEX/20162017/01172 | 2016-12-09 | 7.55 | 5.9636 | 5.9636 | 0 | 0 | 0 |  |  | 0 | 0 | 0 | 0
13.3 | Construction of spare generator transformer foundation of Unit No. 6,7 at NPTPS Parli-V & Paras TPS | MERC/CAPEX/20162017/01172 | 2016-12-09 | 1.48 | 1.2848 | 1.2848 | 0 | 0 | 0 |  |  | 0 | 0 | 0 | 0
0 | IDC | MERC/CAPEX/20162017/01172 | 2016-12-09 | 0.8 | 0 | 0 | 0 | 0 | 0 |  |  | 0 | 0 | 0 | 0
14 | Procurement of battery breakers and weigh bridge for Parli Unit 6 & 7 | MERC/CAPEX/20172018/4711 | 2017-11-16 | 18.28 | 0 | 0 | 0 | 0 | 0 |  |  | 0 | 0 | 0 | 0
14.1 | Replacement of 220V station batteries, 360V UPS batteries, 24V DCS batteries , 360V UPS AHP batteries at U6 & U7 NPTPS | MERC/CAPEX/20172018/4711 | 2017-11-16 | 15.08 | 14.4773 | 14.4773 | 0 | 0 | 0 |  |  | 0 | 0 | 0 | 0
14.2 | Installation of Pit less weighbridge of 100 MT capacity. | MERC/CAPEX/20172018/4711 | 2017-11-16 | 0.3 | 0.29736 | 0.29736 | 0 | 0 | 0 |  |  | 0 | 0 | 0 | 0
14.3 | Procurement of SF 6 Generator Circuit Breaker Type- FKG1X | MERC/CAPEX/20172018/4711 | 2017-11-16 | 2.46 | 2.46 | 2.46 | 0 | 0 | 0 |  |  | 0 | 0 | 0 | 0
14.4 | Procurement of spare VCB’s trolleys. | MERC/CAPEX/20172018/4711 | 2017-11-16 | 0.31 | 0.50571 | 0.50571 | 0 | 0 | 0 |  |  | 0 | 0 | 0 | 0
0 | IDC | MERC/CAPEX/20172018/4711 | 2017-11-16 | 0.13 | 0 | 0 | 0 | 0 | 0 |  |  | 0 | 0 | 0 | 0
15 | First raising of ash bund from 426 Mtr. To 432 Mtr. Of Dautpur Ash Bund No. 2 for Unit No. 4, 6, 7 & 8 at Parli TPS. | MERC/CAPEX/20172018/4703 | 2017-11-16 | 45.5248 | 0 | 0 | 0 | 0 | 0 |  |  | 0 | 0 | 0 | 0
15.1 | First raising of ash bund from 426 Mtr. To 432 Mtr. Of Dautpur Ash Bund No. 2 for Unit No. 4, 6, 7 & 8 at Parli TPS. | MERC/CAPEX/20172018/4703 | 2017-11-16 | 44.1548 | 43.0947 | 43.0947 | 0 | 0 | 0 |  |  | 0 | 0 | 0 | 0
0 | IDC | MERC/CAPEX/20172018/4703 | 2017-11-16 | 1.37 | 0 | 0 | 0 | 0 | 0 |  |  | 0 | 0 | 0 | 0
16 | Renovation works of colony at Parli TPS | MERC/CAPEX/2018-2019/065 | 2019-03-05 | 13.1481 | 0 | 0 | 0 | 0 | 0 |  |  | 0 | 0 | 0 | 0
16.1 | Colony Renovation / Garden and relation works | MERC/CAPEX/2018-2019/065 | 2019-03-05 | 8.0503 | 5.9899 | 5.9899 | 0 | 0 | 0 |  |  | 0 | 0 | 0 | 0
16.2 | Colony Road work | MERC/CAPEX/2018-2019/065 | 2019-03-05 | 2.3051 | 2.0084 | 2.0084 | 0 | 0 | 0 |  |  | 0 | 0 | 0 | 0
16.3 | Colony Water supply, Sanitary and drinage line work | MERC/CAPEX/2018-2019/065 | 2019-03-05 | 2.7927 | 2.5145 | 2.5145 | 0 | 0 | 0 |  |  | 0 | 0 | 0 | 0
16.4 | Mangal Karyalaya and Community Hall work | MERC/CAPEX/2018-2019/065 | 2019-03-05 | 0 | 0 | 0 | 0 | 0 | 0 |  |  | 0 | 0 | 0 | 0
16.5 | Other Civil works | MERC/CAPEX/2018-2019/065 | 2019-03-05 | 0 | 0 | 0 | 0 | 0 | 0 |  |  | 0 | 0 | 0 | 0
17 | Various Civil Schemes at Parli TPS | MERC/CAPEX/20182019/020 | 2019-01-16 | 11.9987 | 0 | 0 | 0 | 0 | 0 |  |  | 0 | 0 | 0 | 0
17.1 | Repair work of Khadka road from Sangam T point TPS compound wall to Khadka pump house by providing and laying GSB and bituminous macadam surface on existing road at TPS Parli V | MERC/CAPEX/20182019/020 | 2019-01-16 | 6.1933 | 5.646 | 5.646 | 0 | 0 | 0 |  |  | 0 | 0 | 0 | 0
17.2 | Replacement of old A.C. / G.I. Sheets by new C.G.I. Sheets at Unit 4 and 5 TPS Parli Vaijnath | MERC/CAPEX/20182019/020 | 2019-01-16 | 0.38584 | 0.28061 | 0.28061 | 0 | 0 | 0 |  |  | 0 | 0 | 0 | 0
17.3 | Water supply pipe line from Way bridge to chummery gate at Old Power House premises TPS Parli Vaijnath | MERC/CAPEX/20182019/020 | 2019-01-16 | 1.4908 | 1.49 | 1.49 | 0 | 0 | 0 |  |  | 0 | 0 | 0 | 0
17.4 | Providing and fixing colour coated sheets for roofing and cladding of Major Store godowns (3 Nos.) at NPTPS Parli Vaijnath. | MERC/CAPEX/20182019/020 | 2019-01-16 | 0.32053 | 0.23293 | 0.23293 | 0 | 0 | 0 |  |  | 0 | 0 | 0 | 0
17.5 | Development of Major store unloading yard by providing RCC grade slab in unit 6 & 7 premises at NPTPS Parli V. | MERC/CAPEX/20182019/020 | 2019-01-16 | 2.7334 | 2.73 | 2.73 | 0 | 0 | 0 |  |  | 0 | 0 | 0 | 0
17.6 | Work of painting to service building, Main plant building and various Auxillarey buildings of unit No. 6&7 at New Parli Thermal Power Station. | MERC/CAPEX/20182019/020 | 2019-01-16 | 0.58999 | 0.43154 | 0.43154 | 0 | 0 | 0 |  |  | 0 | 0 | 0 | 0
17.6 | Construction of RCC cabins at various locations in unit No.6&7 premises at NPTPS Parli - V. | MERC/CAPEX/20182019/020 | 2019-01-16 | 0.28481 | 0.20461 | 0.20461 | 0 | 0 | 0 |  |  | 0 | 0 | 0 | 0
0 | IDC | MERC/CAPEX/20182019/020 | 2019-01-16 | 0 | 0 | 0 | 0 | 0 | 0 |  |  | 0 | 0 | 0 | 0
18 | Procurement & replacement of complete set of Economizer and LTSH upper & lower coils of Unit No. 6 & 7 at Parli TPS | MERC/CAPEX/2019-2020/419 | 2019-07-26 | 22.72 | 0 | 0 | 0 | 0 | 0 |  |  | 0 | 0 | 0 | 0
18.1 | Procurement & replacement of complete set of economizer upper & lower bank coils of Unit No. 6 | MERC/CAPEX/2019-2020/419 | 2019-07-26 | 10.6 | 12.505 | 12.5051 | -0.0001 | 0 | 0 |  |  | 0 | -0.0001 | 0 | 0
18.2 | Procurement & replacement of complete set of LTSH upper & lower bank coils for Parli TPS unit-7 | MERC/CAPEX/2019-2020/419 | 2019-07-26 | 10.6 | 12.3255 | 12.3284 | -0.0028903 | 0 | 0 |  |  | 0 | -0.0028903 | 0 | 0
0 | IDC | MERC/CAPEX/2019-2020/419 | 2019-07-26 | 1.52 | 0.81067 | 2.6307 | -1.82 | 0 | 0 |  |  | 0 | -1.82 | 0 | 0
19 | Schemes related to enhance the performance of Coal Handling Plant (2 x 250 MW) at Parli TPS | MERC/CAPEX/2019-2020/451 | 2019-07-30 | 10.72 | 0 | 0 | 0 | 0 | 0 |  |  | 0 | 0 | 0 | 0
19.1 | Procurement of 02 Nos. of BD155 Bulldozers for Parli TPS | MERC/CAPEX/2019-2020/451 | 2019-07-30 | 3.93 | 4.3293 | 4.3293 | 0 | 0 | 0 |  |  | 0 | 0 | 0 | 0
19.2 | Procurement of 02 Nos. of Locomotives(800 HP) for Parli TPS | MERC/CAPEX/2019-2020/451 | 2019-07-30 | 6.25 | 6.4416 | 6.4416 | 0 | 0 | 0 |  |  | 0 | 0 | 0 | 0
0 | IDC | MERC/CAPEX/2019-2020/451 | 2019-07-30 | 0.54 | 0 | 0 | 0 | 0 | 0 |  |  | 0 | 0 | 0 | 0
20 | Procurement of Energy Efficient Cartridges of boiler Feed Pumps at Unit # 6 & 7, Girth Gear, Pinion for BBD-4772 Coal Mills & Procurement, Installation, Commissioning of Variable Frequency Drive for Gravimetric Coal Feeders (2X250MW) at Parli TPS | MERC/CAPEX/2019-2020/476, MERC/CAPEX/2019-2020/858 | 01-08-2019, 10-10-2019 | 21.26 | 0 | 0 | 0 | 0 | 0 |  |  | 0 | 0 | 0 | 0
20.1 | Procurement & replacement of complete BFP Cartridge for advance class pump model FK-3B-40. | MERC/CAPEX/2019-2020/476, MERC/CAPEX/2019-2020/858 | 01-08-2019, 10-10-2019 | 14.39 | 14.1187 | 14.1187 | 0 | 0 | 0 |  |  | 0 | 0 | 0 | 0
20.2 | Procurement of girth gear pinion for BBD-4772 coal mill at Parli TPS & Work Cost for replacement of girth gear, pinion shaft bearing. | 0 | Not Approved | 0 | 0 | 0 | 0 | 0 | 0 |  |  | 0 | 0 | 0 | 0
20.3 | Procurement of VFD up-grade kit for replacement of existing Eddy current clutch drive system. | MERC/CAPEX/2019-2020/476, MERC/CAPEX/2019-2020/858 | 01-08-2019, 10-10-2019 | 5.94 | 5.9323 | 5.9323 | 0 | 0 | 0 |  |  | 0 | 0 | 0 | 0
20.4 | Supervision of Installation, erection and commissioning for DT-9 & VFD Upgrade system inclusive of travel charges Boarding and lodging. | MERC/CAPEX/2019-2020/476, MERC/CAPEX/2019-2020/858 | 01-08-2019, 10-10-2019 | 0.29 | 0.2832 | 0.2832 | 0 | 0 | 0 |  |  | 0 | 0 | 0 | 0
0 | IDC | MERC/CAPEX/2019-2020/476, MERC/CAPEX/2019-2020/858 | 01-08-2019, 10-10-2019 | 0.64 | 0.51658 | 0.51658 | 0 | 0 | 0 |  |  | 0 | 0 | 0 | 0
21 | HMI up-gradation of DCS U-6 & U-7 and Procurement of Assemblies for Reducer Gear box SZN-630 & SBN-630 for BBD-4772 (2 x 250 MW) coal mills at Parli TPS | MERC/CAPEX/2019-2020/854 | 2019-10-10 | 13.2 | 0 | 0 | 0 | 0 | 0 |  |  | 0 | 0 | 0 | 0
21.1 | Up gradation of MaxDNA DCS system (HMI Up gradation). | MERC/CAPEX/2019-2020/854 | 2019-10-10 | 10.49 | 9.06 | 9.4503 | -0.3903 | 0 | 0 |  |  | 0 | -0.3903 | 0 | 0
0 | IDC | 0 | - | 0 | 0.2009 | 0.72855 | -0.52766 | 0 | 0 |  |  | 0 | -0.52766
21.2 | Procurement of Spares for Reducer Gear box SZN-630 for BBD-4772 Coal mills of 250MW at Unit 6 | MERC/CAPEX/2019-2020/854 | 2019-10-10 | 1.01 | 1.0442 | 1.0442 | 0 | 0 | 0 |  |  | 0 | 0 | 0 | 0
21.3 | Procurement of Spares for Reducer Gear box SBN-630 for BBD-4772 Coal mills of 250MW at Unit 7 | MERC/CAPEX/2019-2020/854 | 2019-10-10 | 1.7 | 1.6232 | 1.6232 | 0 | 0 | 0 |  |  | 0 | 0 | 0 | 0
0 | IDC | MERC/CAPEX/2019-2020/854 | 2019-10-10 | 0 | 0 | 0 | 0 | 0 | 0 |  |  | 0 | 0 | 0 | 0
22 | Flue Gas Desulphurization (FGD) System at Unit 6 & 7 Parli TPS | MERC/CAPEX/2021-2022/0284 | 2022-06-27 | 145.0169 | 0 | 0 | 0 | 0 | 0 |  |  | 0 | 0 | 0 | 0
22.1 | Flue Gas Desulphurization (FGD) System at Unit 6 & 7 Parli TPS | MERC/CAPEX/2021-2022/0284 | 2022-06-27 | 138.44 | 154.8551 | 163.28 | -8.4249 | 0 | 0 |  |  | 0 | -8.4249 | 0 | 0
0 | IDC | MERC/CAPEX/2021-2022/0284 | 2022-06-27 | 6.5769 | 7.15 | 0 | 7.15 | 0 | 0 |  |  | 0 | 7.15 | 0 | 0
HO DPR-5 | Procurement of energy efficient HT motors at Bhusawal TPS, Koradi TPS, Chandrapur TPS, khaperkheda TPS, Parli TPS & Paras TPS as insurance spares | MERC/TECH 1/CAPEX/20142015/01218 | 2014-11-25 | 3.05 | 0 | 0 | 0 | 0 | 0 |  |  | 0 | 0 | 0 | 0
HO DPR-5a | Parli: Procurement of HT Motors (CHP-I Phase and CEP/CW/ACW-II Phase)for NPTPS U-6&7 | MERC/TECH 1/CAPEX/20142015/01218 | 2014-11-25 | 3.05 | 1.4099 | 1.4099 | 0 | 0 | 0 |  |  | 0 | 0 | 0 | 0
HO DPR-6 | Supply, Installation, Commissioning and Operation & Maintenance Services of Continuous Ambient Air Quality Monitoring Stations (CAAQMS) at various TPS | MERC/CAPEX/20162017/00423 | 2016-08-03 | 1.3258 | 0 | 0 | 0 | 0 | 0 |  |  | 0 | 0 | 0 | 0
HO DPR-6a | NEW PARLI (U-6 & 7) | MERC/CAPEX/20162017/00423 | 2016-08-03 | 1.3258 | 0.94127 | 0.94127 | 0 | 0 | 0 |  |  | 0 | 0 | 0 | 0
0 | IDC | 0 | - | 0 | 0.039604 | 0.039604 | 0 | 0 | 0 |  |  | 0 | 0
HO DPR 7 | Installation of Real Time Online Coal-Ash Analyzer at various TPS | MERC/CAPEX/20162017/00774 | 2016-09-30 | 7.0966 | 0 | 0 | 0 | 0 | 0 |  |  | 0 | 0 | 0 | 0
HO DPR 7a | NEW PARLI (U-6 & 7) | MERC/CAPEX/20162017/00774 | 2016-09-30 | 7.0966 | 0 | 0 | 0 | 0 | 0 |  |  | 0 | 0 | 0 | 0
HO DPR 8 | Replacement of Fire Tenders at Various Power Stations of Mahagenco | MERC/CAPEX/20172018/4653 | 2017-11-13 | 3.97 | 0 | 0 | 0 | 0 | 0 |  |  | 0 | 0 | 0 | 0
HO DPR 8.1 | Advance Multipurpose Fire Tender for Parli 6-7 | MERC/CAPEX/20172018/4653 | 2017-11-13 | 2.72 | 1.7765 | 1.7765 | 0 | 0 | 0 |  |  | 0 | 0 | 0 | 0
HO DPR 8.2 | Normal Multipurpose Fire Tender Parli 6-7 | MERC/CAPEX/20172018/4653 | 2017-11-13 | 1.25 | 0 | 0 | 0 | 0 | 0 |  |  | 0 | 0 | 0 | 0
0 | IDC | MERC/CAPEX/20172018/4653 | 2017-11-13 | 0 | 0 | 0 | 0 | 0 | 0 |  |  | 0 | 0 | 0 | 0
HO DPR 10 | Implementation of IB recommendations- Civil works at various TPS of Mahagenco | MERC/CAPEX/20172018/0177 | 2018-02-06 | 2.36 | 0 | 0 | 0 | 0 | 0 |  |  | 0 | 0 | 0 | 0
HO DPR 10a | NEW PARLI (U-6 & 7) | MERC/CAPEX/20172018/0177 | 2018-02-06 | 2.36 | 2.585 | 2.585 | 0 | 0 | 0 |  |  | 0 | 0 | 0 | 0
HO DPR 15 | Procurement & Replacement of Complete Sets of Air Pre-heater Baskets at Nashik, Parli & Chandrapur TPS of Mahagenco | MERC/CAPEX/2019-2020/643 | 2019-08-26 | 2.12 | 0 | 0 | 0 | 0 | 0 |  |  | 0 | 0 | 0 | 0
HO DPR 15a | Procurement and Replacement of Complete sets of assembly of baskets for air preheater of type tri-sector APH 27 VI(T) 74” in NTPS unit no. 4 & 5 (210MW). (2 Sets Per Unit) | MERC/CAPEX/2019-2020/643 | 2019-08-26 | 2.12 | 2.458 | 2.458 | 0 | 0 | 0 |  |  | 0 | 0 | 0 | 0
HO DPR 16 | Construction of new Administrative Building for Mahagenco at Vidyut Bhawan, Katol Road, Nagpur | MERC/CAPEX/2021-2022/MSPGCL/063 | 2022-02-12 | 57 | 0 | 0 | 0 | 0 | 0 |  |  | 0 | 0
HO DPR 16.1 | Construction of new Administrative Building for Mahagenco at Vidyut Bhawan, Katol Road, Nagpur | MERC/CAPEX/2021-2022/MSPGCL/063 | 2022-02-12 | 54.24 | 0 | 0 | 0 | 0 | 0 |  |  | 0 | 0
0 | IDC | MERC/CAPEX/2021-2022/MSPGCL/063 | 2022-02-12 | 2.76 | 0 | 0 | 0 | 0 | 0 |  |  | 0 | 0
HO DPR 17 | Centralized Monitoring Solution | MERC/CAPEX/MSPGCL/2023-24/0576 | 2023-11-02 | 69.309 | 0 | 0 | 0 | 0 | 0 |  |  | 0 | 0
HO DPR 17.1 | Centralized Monitoring Solution | MERC/CAPEX/MSPGCL/2023-24/0576 | 2023-11-02 | 66.009 | 4.46 | 4.46 | 0 | 0 | 0 |  |  | 0 | 0
0 | IDC | MERC/CAPEX/MSPGCL/2023-24/0576 | 2023-11-02 | 3.3 | 0 | 0 | 0 | 0 | 0 |  |  | 0 | 0
23 | Coal Handling Plant Environment Improvement Schemes at U-6&7 CHP (2X250MW) Parli TPS | Yet to be approve | - | 0 | 0 | 0 | 0 | 0 | 0 |  |  | 0 | 0 | 0 | 0
23.1 | Scheme-1: Design, Engineering, Manufacturing, Supply, Installation and Commissioning of Dedusting System ( Dust Extraction System) for Crusher House and Bunker House at Unit -6 & 7 at CHP Parli TPS. | Yet to be approve | - | 0 | 12.96 | 12.96 | 0 | 0 | 0 |  |  | 0 | 0 | 0 | 0
23.2 | Scheme-2: Supply, Installation, Erection & Commissioning of medium velocity water spray dust suppression system at CHP U-6/7 coal yard Crusher house & Link Conveyor at Parli TPS. | Yet to be approve | - | 0 | 3.52 | 3.52 | 0 | 0 | 0 |  |  | 0 | 0 | 0 | 0
23.3 | Scheme-3: Supply, Installation, Commissioning of Fire Hydrant & Spray line above ground around stacker yard and crusher house, wagon tippler through conveyor belt with DV & DV Shed at CHP U-6/7. | Yet to be approve | - | 0 | 3.54 | 3.54 | 0 | 0 | 0 |  |  | 0 | 0 | 0 | 0
23.4 | Scheme-4: Design, Manufacturing, Supply, Erection and Commissioning of DRY FOG Dust Suppression system at Wagon Tippler, Conveyor Belt Transfer point at U-6/7 CHP Parli TPS. | Yet to be approve | - | 0 | 7 | 7 | 0 | 0 | 0 |  |  | 0 | 0 | 0 | 0
0 | IDC | Yet to be approve | - | 0 | 0 | 0 | 0 | 0 | 0 |  |  | 0 | 0 | 0 | 0
24 | Coal Mill Performance Improvement Schemes at U-6 & 7 (2 x 250 MW) Parli TPS | Yet to be approve | - | 0 | 0 | 0 | 0 | 0 | 0 |  |  | 0 | 0 | 0 | 0
24.1 | Scheme-1: Procurement And Replacement Of Internals For Reducer Gear Box Szn-630 & Sbn-630 for Bbd-4772 Coal Mills Of 250mw At Unit 6,7 Parli | Yet to be approve | - | 0 | 6.5 | 6.5 | 0 | 0 | 0 |  |  | 0 | 0 | 0 | 0
24.2 | Scheme-2: Supply, Replacement, Erection And Installation Of Foundation Deck Springs Assembly (Vibration Isolation System) For Bbd-4772 Coal Mill Of For 250mw Unit-6&7 At Parli Tps.. | Yet to be approve | - | 0 | 4.01 | 4.01 | 0 | 0 | 0 |  |  | 0 | 0 | 0 | 0
24.3 | Scheme-3: Procurement And Installation of Girth Gear And Pinion Of Coal Mill Bbd-4772 For Unit-6,7 At Parli TPS. | Yet to be approve | - | 0 | 14.24 | 14.24 | 0 | 0 | 0 |  |  | 0 | 0
24.4 | Scheme-4: Procurement And Installation of Drive Shaft Assembly Of Coal Mill BBD-4772 For Unit-6 ,7 At Parli TPS. | Yet to be approve | - | 0 | 9.18 | 9.18 | 0 | 0 | 0 |  |  | 0 | 0
24.5 | Scheme-5: Procurement And Replacement of Bearing Shell Liner For Bbd-4772 Coal Mills Of 250mw At Unit 6,7 Parli TPS. | Yet to be approve | - | 0 | 8.19 | 8.19 | 0 | 0 | 0 |  |  | 0 | 0
0 | IDC | Yet to be approve | - | 0 | 2 | 2 | 0 | 0 | 0 |  |  | 0 | 0
25 | Administrative building | Yet to be approved | - | 0 | 0 | 0 | 0 | 0 | 0 |  |  | 0 | 0
25.1 | Administrative building | Yet to be approved | - | 0 | 25 | 25 | 0 | 0 | 0 |  |  | 0 | 0
26 | DPR on Refurbishment of spare HPT module (Common pool item) at TM U#6,7 Parli TPS, Upgradation of Air Temperature Controlling system & Supply, Installation and commissioning of unit-6 air compressor & Upgradation of existing chiller AC plant for PCR,Service Building,VFD area at NPTPS Parli -V at TPS Parli -V | Yet to be approved | - | 0 | 0 | 0 | 0 | 0 | 0 |  |  | 0 | 0
26.1 | Refurbishment of spare HPT module (Common pool item) at TM U#6,7 Parli TPS | Yet to be approved | - | 0 | 9.21 | 9.21 | 0 | 0 | 0 |  |  | 0 | 0
26.2 | Design, Erection, Testing & Commissioning of Energy Efficient Air Washer (cooling) System at Unit 6&7 NPTPS, Parli-V. | Yet to be approved | - | 0 | 14.61 | 14.61 | 0 | 0 | 0 |  |  | 0 | 0
26.3 | Upgradation of reciprocating compressor into screw compressor at U#6 | Yet to be approved | - | 0 | 9.21 | 9.21 | 0 | 0 | 0 |  |  | 0 | 0
26.4 | Upgradation of existing chiller AC plant for PCR,Service Building,VFD area at NPTPS Parli -V | Yet to be approved | - | 0 | 8.62 | 8.62 | 0 | 0 | 0 |  |  | 0 | 0
0 | IDC | 0 | - | 0 | 1.41 | 1.41 | 0 | 0 | 0 |  |  | 0 | 0
Covid Related Work | U#6,7 Medical02 Oxygen Gr&Cyl Ozonization Plant501 | N.A. | - | 0 | 3.8414 | 3.8414 | 0 | 0 | 0 |  |  | 0 | 0
0 | 0 | 0 | - | 0 | 0 | 0 | 0 | 0 | 0 |  |  | 0 | 0
B | Asset received from Project of 6-7 | 0 | - | 0 | 0 | 0 | 0 | 0 | 0 |  |  | 0 | 0
1 | Enhanced Land Compensation LAR No-127/2003 | N.A. | - | 0 | 0.72651 | 0.72651 | 0 | 0 | 0 |  |  | 0 | 0
2 | Assets rec. from Project Boiler Plant and Equipments | N.A. | - | 0 | 14.2796 | 14.2796 | 0 | 0 | 0 |  |  | 0 | 0
3 | Assets rec. from Project & CivilBoiler Plant and Equipments | N.A. | - | 0 | 0.11889 | 0.11889 | 0 | 0 | 0 |  |  | 0 | 0
4 | Received from project 2010-11 - mechanical works o f Boiler Plant and Equipments | N.A. | - | 0 | 0.11889 | 0.11889 | 0 | 0 | 0 |  |  | 0 | 0
5 | Assets Received from project 2010-11 - Ash handling plant | N.A. | - | 0 | 0.076351 | 0.076351 | 0 | 0 | 0 |  |  | 0 | 0
6 | Bolero Jeep MH 19 AE 6941 | N.A. | - | 0 | 0.04236 | 0.04236 | 0 | 0 | 0 |  |  | 0 | 0
7 | Land owned under full title | N.A. | - | 0 | 0.60786 | 0.60786 | 0 | 0 | 0 |  |  | 0 | 0
8 | Assets rec. from Project & CivilBoiler Plant and Equipments | N.A. | - | 0 | 2.6343 | 2.6343 | 0 | 0 | 0 |  |  | 0 | 0
9 | Received from project 2010-11 - mechanical works o f Boiler Plant and Equipments | N.A. | - | 0 | 2.6343 | 2.6343 | 0 | 0 | 0 |  |  | 0 | 0
10 | Received from Project 2010-11 - Crane Hoising Equipment | N.A. | - | 0 | 0.012011 | 0.012011 | 0 | 0 | 0 |  |  | 0 | 0
11 | Enhancd Land CompnstnLarNo134/2003 Srvy No3Jlalp | 0 | - | 0 | 0.47069 | 0.47069 | 0 | 0 | 0 |  |  | 0 | 0
12 | Enhancd Land CompnstnLarNo273/2010Sangam Gat24,54, | 0 | - | 0 | 0.32732 | 0.32732 | 0 | 0 | 0 |  |  | 0 | 0
13 | Enhancd Land CompnstnLarNo273/2010Sangam Gat24,54, | 0 | - | 0 | 0.087899 | 0.087899 | 0 | 0 | 0 |  |  | 0 | 0
14 | Received from project 2010-11 - mechanical works of Boiler Plant and Equipments | 0 | - | 0 | 6.8808 | 6.8808 | 0 | 0 | 0 |  |  | 0 | 0
15 | Compnsn payment agst land acquired | 0 | - | 0 | 1.1658 | 1.1658 | 0 | 0 | 0 |  |  | 0 | 0
C | Yet to be submitted to MERC | 0 | - | 0 | 0 | 0 | 0 | 0 | 0 |  |  | 0 | 0
2 | Upgradation of PCAL to PADO upgradation Charger, UPS & upgradation of fast bus transfer scheme, Installation, Erection and Commissioning of Mill Fire Detection System at U#6,7, HT motors procurement & PLC upgradation. | Yet to be approved | - | 0 | 0 | 0 | 0 | 0 | 0 |  |  | 0 | 0
2.1 | Supply, Erection & Commissioning of 24 V,4500 AH Battery Charger at Unit 6&7,220 V,2500 AH Battery Charger at U-6&7, And110 V,400 AH Battery Charger at Khadka, Naikota Pump House, Parli Vaijnath. | Yet to be approved | - | 0 | 6.73 | 6.73 | 0 | 0 | 0 |  |  | 0 | 0
2.2 | Supply, Erection & Commissioning of 80 KVA UPS at U-6&7, Parli Vaijnath. | Yet to be approved | - | 0 | 1.7851 | 1.7851 | 0 | 0 | 0 |  |  | 0 | 0
2.3 | Up-gradation of BTS system at Unit 6 & 7 , Parli-Vaijnath. | Yet to be approved | - | 0 | 5.3761 | 5.3761 | 0 | 0 | 0 |  |  | 0 | 0
2.4 | Supply Installation, erection, and commissioning of Mill fire detection system at U# 6,7 NPTPS, Parli- V | Yet to be approved | - | 0 | 2.9378 | 2.9378 | 0 | 0 | 0 |  |  | 0 | 0
2.5 | Upgradation of Existing PCal System with Plant Performance Analysis Diagnostic and Optimization System (PADO) at Unit - 6,7 New Parli TPS, Parli-V. | Yet to be approved | - | 0 | 2.7534 | 2.7534 | 0 | 0 | 0 |  |  | 0 | 0
2.6 | Upgradation of expired and vulnerable SCADA, Operating System, and Hardware to improve life and communication system of DM Plant and Condenser Polishing Plant Unit 6&7 250 MW at NPTPS Parli V". | Yet to be approved | - | 0 | 4.58 | 4.58 | 0 | 0 | 0 |  |  | 0 | 0
2.7 | Procurement of Energy efficient HT motors at U#6,7, TPS Parli-V | Yet to be approved | - | 0 | 19.4028 | 19.4028 | 0 | 0 | 0 |  |  | 0 | 0
0 | IDC | 0 | - | 0 | 0.8 | 0.8 | 0 | 0 | 0 |  |  | 0 | 0
3 | DPR on Supply, Installation, and commissioning of complete Governing rack assembly at Unit -06 & 07 TPS Parli-V & Procurement of LPT inner-inner casing at Unit 07 TPS Parli-V. | Yet to be approved | - | 0 | 0 | 0 | 0 | 0 | 0 |  |  | 0 | 0
3.1 | Supply, Installation and Commissioning of complete governing rack assembly at Unit-06 TPS ,PARLI-V | Yet to be approved | - | 0 | 23.4231 | 23.4231 | 0 | 0 | 0 |  |  | 0 | 0
3.2 | Procurement of LPT inner-inner casing at Unit- 7 TPS, Parli-V | Yet to be approved | - | 0 | 15.57 | 15.57 | 0 | 0 | 0 |  |  | 0 | 0
0 | IDC | Yet to be approved | - | 0 | 0 | 0 | 0 | 0 | 0 |  |  | 0 | 0
4 | DPR on Procurement of BFP pumps, BFP booster pumps at Unit 6,7 Parli Vaijnath. Refurbishment of existing M/s Jindal make H2 gas Dryer, Refurbishment of existing M/s Donaldson make Instrument Air Dryer at Unit#6 Parli TPS & Repair and refurbishment of flowmore make ACW pump v.t model 24h/2 stage drawing no. csd/96502082k5(A)& HSC booster pump model fig 5821 size 350 x 300 drawing no. csd/96502082k5(b) at unit#6,7. | Yet to be approved | - | 0 | 0 | 0 | 0 | 0 | 0 |  |  | 0 | 0
4.1 | Procurement of Energy Efficient Cartridges of Boiler Feed Pumps at Unit #6&7 Parli TPS and BFP booster pumps at Unit 6,7 Parli Vaijnath. | Yet to be approved | - | 0 | 15 | 15 | 0 | 0 | 0 |  |  | 0 | 0
4.2 | Refurbishment of existing M/s Jindal make H2 gas Dryer at Unit #6&7 Parli TPS | Yet to be approved | - | 0 | 3.51 | 3.51 | 0 | 0 | 0 |  |  | 0 | 0
4.3 | Refurbishment of existing M/s Donaldson make Instrument Air Dryer at Unit#6 Parli TPS | Yet to be approved | - | 0 | 4.59 | 4.59 | 0 | 0 | 0 |  |  | 0 | 0
4.4 | Repair and refurbishment of flowmore make ACW pump v.t model 24h/2 stage drawing no. csd/96502082k5(A)& HSC booster pump model fig 5821 size 350 x 300 drawing no. csd/96502082k5(b) at unit#6,7. | Yet to be approved | - | 0 | 3.89 | 3.89 | 0 | 0 | 0 |  |  | 0 | 0
0 | IDC | Yet to be approved | - | 0 | 0 | 0 | 0 | 0 | 0 |  |  | 0 | 0
5 | Bolier Improvement schemes at U#6,7 Parli TPS | Yet to be approved | - | 0 | 0 | 0 | 0 | 0 | 0 |  |  | 0 | 0
5.1 | Procurment & replacement of Four complete set of APH basket ay U#6 & 7 | Yet to be approved | - | 0 | 10 | 10 | 0 | 0 | 0 |  |  | 0 | 0
5.2 | PROCUREMENT & REPLACEMENT OF COAL COMPARATMENT ASSEMBLIES FOR 250 MW UNIT-6 & 7 AT PARLI TPS | Yet to be approved | - | 0 | 2.55 | 2.55 | 0 | 0 | 0 |  |  | 0 | 0
5.3 | Procurement & replacement of complete set of Reheater coils for U- 6 & 7 | Yet to be approved | - | 0 | 22.5 | 22.5 | 0 | 0 | 0 |  |  | 0 | 0
5.4 | Procurement & replacement of complete set of Platen SH coil for U- 6 & 7 | Yet to be approved | - | 0 | 25.5 | 25.5 | 0 | 0 | 0 |  |  | 0 | 0
5.5 | Procurement & replacement of shell liner for U-6&7 | Yet to be approved | - | 0 | 3.5 | 3.5 | 0 | 0 | 0 |  |  | 0 | 0
5.6 | Procurement & replacement of FD fan assembly with blade set at U#6,7 | Yet to be approved | - | 0 | 8 | 8 | 0 | 0 | 0 |  |  | 0 | 0
0 | IDC | Yet to be approved | - | 0 | 0 | 0 | 0 | 0 | 0 |  |  | 0 | 0
6 | Bolier plant performance Improvement schemes at U#6,7 Parli TPS | Yet to be approved | - | 0 | 0 | 0 | 0 | 0 | 0 |  |  | 0 | 0
6.1 | PROCUREMENT & REPLACEMENT OF COAL COMPARATMENT ASSEMBLIES FOR 250 MW UNIT-6 & 7 AT PARLI TPS | Yet to be approved | - | 0 | 2.75 | 2.75 | 0 | 0 | 0 |  |  | 0 | 0
6.2 | Procurement & replacement of shell liner for U-6&7 | Yet to be approved | - | 0 | 2.7 | 2.7 | 0 | 1.35 | 1.35 |  |  | 1.35 | 0
6.3 | Procurement & replacement of water wall Z panel & water wall soot blower panel at U#6,7 | Yet to be approved | - | 0 | 7 | 7 | 0 | 0 | 0 |  |  | 0 | 0
6.4 | Procurement & Replacement of Two complete set of APH Baskets at 250 MW Unit-7, Parli TPS. | Yet to be approved | - | 0 | 0 | 0 | 0 | 5.5 | 5.5 |  |  | 5.5 | 0
0 | IDC | Yet to be approved | - | 0 | 0 | 0 | 0 | 0 | 0 |  |  | 0 | 0
7 | ESP Upgradation at U#6,7 | Yet to be approved | - | 0 | 0 | 0 | 0 | 0 | 0 |  |  | 0 | 0
7.1 | Procurement & replacement of all emitting coils & collecting plates of ESP & Procurement & replacement of ESP internals at U#6,7 Parli TPS & Replacement of thermal insulation of boiler, ducts & steam piping along with supply | Yet to be approved | - | 0 | 25 | 25 | 0 | 0 | 0 |  |  | 0 | 0
7.2 | Replacement of thermal insulation of boiler, ducts & steam piping along with supply | Yet to be approved | - | 0 | 0 | 0 | 0 | 0.8 | 0.8 |  |  | 0.8 | 0
0 | IDC | Yet to be approved | - | 0 | 0 | 0 | 0 | 0 | 0 |  |  | 0 | 0
8 | Augmentation of Dautpur & Sandawa premises water recovery system | Yet to be approved | - | 0 | 0 | 0 | 0 | 0 | 0 |  |  | 0 | 0
8.1 | Supply, erection & commissioning of VT pumps for waste water recovery at TM-NPTPS, Parli-V | Yet to be approved | - | 0 | 9.3 | 9.3 | 0 | 0 | 0 |  |  | 0 | 0
8.2 | RENOVATION OF ASH WATER RECOVERY SUPPLY SYSTEM INCLUDING ERECTION & COMMISSIONING LT BOARD 11KV/415V SUBSTATION WITH 11KV OH LINE AT SANDWA & DAUTPUR PUMP HOUSE | Yet to be approved | - | 0 | 12.42 | 12.42 | 0 | 0 | 0 |  |  | 0 | 0
8.3 | Construction of New Sandwa recovery pump house at NPTPS Parli Vaijnath. | Yet to be approved | - | 0 | 4.14 | 4.14 | 0 | 0 | 0 |  |  | 0 | 0
0 | IDC | Yet to be approved | - | 0 | 0 | 0 | 0 | 0 | 0 |  |  | 0 | 0
9 | DPR on Modification of governing system from low pressure to high pressure at Unit-06 TPS, PARLI-V and Procurement of CW pumps at Unit 6,7 Parli Vaijnath. | Yet to be approved | - | 0 | 0 | 0 | 0 | 0 | 0 |  |  | 0 | 0
9.1 | Modification of governing system from low pressure to high pressure at Unit-06 TPS, PARLI-V | 0 | - | 0 | 15 | 15 | 0 | 0 | 0 |  |  | 0 | 0
9.2 | Procurement of CW pumps at Unit 6,7 Parli Vaijnath | Yet to be approved | - | 0 | 23 | 23 | 0 | 0 | 0 |  |  | 0 | 0
0 | IDC | Yet to be approved | - | 0 | 0 | 0 | 0 | 0 | 0 |  |  | 0 | 0
10 | DPR on Procurement of HP, IP and LP Turbine bladesat Unit 6,7 Parli Vaijnath. | Yet to be approved | - | 0 | 0 | 0 | 0 | 0 | 0 |  |  | 0 | 0
10.1 | Procurement of HP, IP and LP Turbine blade set Unit 6,7 Parli Vaijnath. | Yet to be approved | - | 0 | 25 | 25 | 0 | 0 | 0 |  |  | 0 | 0
0 | IDC | Yet to be approved | - | 0 | 0 | 0 | 0 | 0 | 0 |  |  | 0 | 0
11 | DPR on Procurement of CEP pumps | Yet to be approved | - | 0 | 0 | 0 | 0 | 0 | 0 |  |  | 0 | 0
11.1 | Procurement of CEP pumps | Yet to be approved | - | 0 | 25 | 25 | 0 | 0 | 0 |  |  | 0 | 0
0 | IDC | Yet to be approved | - | 0 | 0 | 0 | 0 | 0 | 0 |  |  | 0 | 0
12 | DPR on Retrofitting of NDCT at Unit 6,7 Parli Vaijnath. and Upgradation of existing chiller AC plant for at Unit 7 Parli Vaijnath. | Yet to be approved | - | 0 | 0 | 0 | 0 | 0 | 0 |  |  | 0 | 0
12.1 | Retrofitting of NDCT at Unit 6,7 Parli Vaijnath. | Yet to be approved | - | 0 | 25 | 25 | 0 | 0 | 0 |  |  | 0 | 0
12.2 | Upgradation of existing chiller AC plant for at Unit 7 Parli Vaijnath. | Yet to be approved | - | 0 | 9 | 9 | 0 | 0 | 0 |  |  | 0 | 0
0 | IDC | Yet to be approved | - | 0 | 0 | 0 | 0 | 0 | 0 |  |  | 0 | 0
13 | DPR on various types of coolers at TPS Parli-Vaijnath | Yet to be approved | - | 0 | 0 | 0 | 0 | 0 | 0 |  |  | 0 | 0
13.1 | Procurement of H2 cooler, BFP coolers, generator exciter cooler, seal oil coolers at Unit 6,7 Parli Vaijnath. | Yet to be approved | - | 0 | 28 | 28 | 0 | 0 | 0 |  |  | 0 | 0
0 | IDC | Yet to be approved | - | 0 | 0 | 0 | 0 | 0 | 0 |  |  | 0 | 0
14 | DPR on Upgradation of screw type compressor at U#7 Parli Vaijnath., Supply, erection & commissioning of Fire Fighting pressure system (pneumatic) at unit 6,7 and 8 at PTPS, Parli-V and Procurement of BFP discharge valve, BFP recirculation valve and gland steam inlet / outlet valves at Unit 6,7 Parli Vaijnath. | Yet to be approved | - | 0 | 0 | 0 | 0 | 0 | 0 |  |  | 0 | 0
14.1 | Upgradation of screw type compressor at U#7 Parli Vaijnath. | Yet to be approved | - | 0 | 11 | 11 | 0 | 0 | 0 |  |  | 0 | 0
14.2 | Supply, erection & commissioning of Fire Fighting pressure system (pneumatic) at unit 6,7 and 8 at PTPS, Parli-V | Yet to be approved | - | 0 | 12 | 12 | 0 | 0 | 0 |  |  | 0 | 0
14.3 | Procurement of BFP discharge valve, BFP recirculation valve and gland steam inlet / outlet valves at Unit 6,7 Parli Vaijnath. | Yet to be approved | - | 0 | 11 | 11 | 0 | 0 | 0 |  |  | 0 | 0
0 | IDC | Yet to be approved | - | 0 | 0 | 0 | 0 | 0 | 0 |  |  | 0 | 0
15 | COAL HANDLING PLANT PERFORMANCE IMPROVEMENT BY SYSTEM UPGRADATION AT Unit 6 ,7 CHP ( 2X 250MW), Parli TPS. | Yet to be approved | - | 0 | 0 | 0 | 0 | 0 | 0 |  |  | 0 | 0
15.1 | Refurbishment of single stream conveyor drives : Procurement of Various types of Gearbox for single stream conveyor drives of 2X 250 MW CHP U6&7 Parli TPS. | Yet to be approved | - | 0 | 8.37 | 8.37 | 0 | 0 | 0 |  |  | 0 | 0
15.2 | Refurbishment of single stream conveyor drives : Procurement of Various types of fluid couplings for single stream conveyor drives of 2X 250 MW CHP U6&7 Parli TPS. | Yet to be approved | - | 0 | 0.46 | 0.46 | 0 | 0 | 0 |  |  | 0 | 0
15.3 | Refurbishment of single stream conveyor drives : Procurement of ENERGY EFFICIENT HT MOTORS for single stream conveyor drives of 2X 250 MW CHP U6&7 Parli TPS. | Yet to be approved | - | 0 | 2.87 | 2.87 | 0 | 0 | 0 |  |  | 0 | 0
15.4 | Refurbishment of single stream conveyor drives : Procurement of HT vacuum circuit breakers for single stream conveyor drives of 2X 250 MW CHP U6&7 Parli TPS. | Yet to be approved | - | 0 | 0.78 | 0.78 | 0 | 0 | 0 |  |  | 0 | 0
15.5 | Supply, Erection & Commissioning of street light from U6/7 railway gate to loco shed of CHP U6/7 NPTPS Parli-V | Yet to be approved | - | 0 | 1.25 | 1.25 | 0 | 0 | 0 |  |  | 0 | 0
15.6 | Strengthening of U-6 Bunkers at CHP NPTPS | Yet to be approved | - | 0 | 8.79 | 8.79 | 0 | 0 | 0 |  |  | 0 | 0
15.7 | Supply and commissioning of Suspended Magnets for U-6,7 CHP NPTPS | Yet to be approved | - | 0 | 2.55 | 2.55 | 0 | 0 | 0 |  |  | 0 | 0
15.8 | Modification of 60 KG rail track with laying crossover turnout at NMVP sliding CHP NPTPS | Yet to be approved | - | 0 | 4.75 | 4.75 | 0 | 0 | 0 |  |  | 0 | 0
0 | IDC | Yet to be approved | - | 0 | 0 | 0 | 0 | 0 | 0 |  |  | 0 | 0
16 | DPR for normalization and stabilization of coal handling plant performance at Parli TPS | 0 | - | 0 | 0 | 0 | 0 | 0 | 0 |  |  | 0 | 0
16.1 | Procurement of U-6,7 W/T Major spares | Yet to be approved | - | 0 | 10 | 10 | 0 | 0 | 0 |  |  | 0 | 0
16.2 | Supply of impact crusher major spares for CHP U-6/7 | Yet to be approved | - | 0 | 5 | 5 | 0 | 0 | 0 |  |  | 0 | 0
16.3 | Provision of Soft starter / VFD for Various conveyor | Yet to be approved | - | 0 | 8 | 8 | 0 | 0 | 0 |  |  | 0 | 0
16.4 | Upgradation of siemens make PLC at U-6/7. | Yet to be approved | - | 0 | 8 | 8 | 0 | 0 | 0 |  |  | 0 | 0
16.5 | Procurement of U-6/7 Stacker reclaimer major spares | Yet to be approved | - | 0 | 12 | 12 | 0 | 0 | 0 |  |  | 0 | 0
16.6 | Design, supply and commissioning of solar operated lighting system in CHP U-6,7 | Yet to be approved | - | 0 | 15 | 15 | 0 | 0 | 0 |  |  | 0 | 0
16.7 | Installation of CCTV survillance system alongwith all conveyors. | Yet to be approved | - | 0 | 4 | 4 | 0 | 0 | 0 |  |  | 0 | 0
16.8 | Upgradation / Retrofication of Bunker Lifts of Unit-6 & Unit-7 at CHP TPS Parli-V. | Yet to be approved | - | 0 | 3.25 | 3.25 | 0 | 0 | 0 |  |  | 0 | 0
0 | IDC | Yet to be approved | - | 0 | 0 | 0 | 0 | 0 | 0 |  |  | 0 | 0
17 | DPR for maximiation of Coal Handling Plant efficiency. | Yet to be approved | - | 0 | 0 | 0 | 0 | 0 | 0 |  |  | 0 | 0
17.1 | W/T control room & bunker house battery & UPS upgradation | Yet to be approved | - | 0 | 3 | 3 | 0 | 0 | 0 |  |  | 0 | 0
17.2 | Provision of Soft starter / VFD for Various conveyor | Yet to be approved | - | 0 | 8 | 8 | 0 | 0 | 0 |  |  | 0 | 0
17.3 | Structure Strengthening of Conveyor NO. 3 and Stacker Reclaimer Rail at U-6/7 CHP | Yet to be approved | - | 0 | 3 | 3 | 0 | 0 | 0 |  |  | 0 | 0
17.4 | Modernization/modification of Conveyor HT/LT cables at U-6/7 CHP. | Yet to be approved | - | 0 | 4 | 4 | 0 | 0 | 0 |  |  | 0 | 0
17.5 | Modernization of EOT cranes and Hoist at various junction tower and various location of CHP U-6/7 | Yet to be approved | - | 0 | 3 | 3 | 0 | 0 | 0 |  |  | 0 | 0
17.6 | Renovation / retrofitting of shuttle conveyor at CHP U-6/7. | Yet to be approved | - | 0 | 4 | 4 | 0 | 0 | 0 |  |  | 0 | 0
17.7 | Upgradation/renovation of bunker lift at RSC-6 & 7 of CHP U-6/7 | Yet to be approved | - | 0 | 4 | 4 | 0 | 0 | 0 |  |  | 0 | 0
0 | IDC | Yet to be approved | - | 0 | 0 | 0 | 0 | 0 | 0 |  |  | 0 | 0
18 | DPR on life enhancement of Coal Handling Plant | Yet to be approved | - | 0 | 0 | 0 | 0 | 0 | 0 |  |  | 0 | 0
18.1 | Renovation, upgradation & capacity enhancement of LT switch gear panels at W/T, S/R and CHP control Switch board at CHP U-6/7. | Yet to be approved | - | 0 | 5 | 5 | 0 | 0 | 0 |  |  | 0 | 0
18.2 | Procurement & installation of Belt tear detection system | Yet to be approved | - | 0 | 4.5 | 4.5 | 0 | 0 | 0 |  |  | 0 | 0
18.3 | Conveyor gravity takeup infrastructure strengthening work | Yet to be approved | - | 0 | 3 | 3 | 0 | 0 | 0 |  |  | 0 | 0
18.4 | Replacement of vibrating feeder-I with Apron Feeder at CHP U-6/7. | Yet to be approved | - | 0 | 8 | 8 | 0 | 0 | 0 |  |  | 0 | 0
0 | IDC | Yet to be approved | - | 0 | 0 | 0 | 0 | 0 | 0 |  |  | 0 | 0
19 | DPR for stabiliazation of Coal Handling Performance. | Yet to be approved | - | 0 | 0 | 0 | 0 | 0 | 0 |  |  | 0 | 0
19.1 | Drive modification of Stacker Reclaimer slewing system. | Yet to be approved | - | 0 | 0 | 0 | 0 | 5 | 5 |  |  | 5 | 0
19.2 | Retrofitting of Side Arm Charger-I & II at CHP U-6,7 | Yet to be approved | - | 0 | 0 | 0 | 0 | 10 | 10 |  |  | 10 | 0
19.3 | Provision of open Wagon Tippler at CHP U-6/7 | Yet to be approved | - | 0 | 0 | 0 | 0 | 15 | 15 |  |  | 15 | 0
19.4 | Refurbishment of Apron Feeder at CHP U-6,7 | Yet to be approved | - | 0 | 0 | 0 | 0 | 12 | 12 |  |  | 12 | 0
0 | IDC | Yet to be approved | - | 0 | 0 | 0 | 0 | 0 | 0 |  |  | 0 | 0
20 | Procurement & Replacement of 220V station batteries, 360V UPS batteries, 24V DCS batteries , 360V UPS AHP batteries at U6 & U7 NPTPS | Yet to be approved | - | 0 | 0 | 0 | 0 | 0 | 0 |  |  | 0 | 0
20.1 | Procurement & Replacement of 220V station batteries, 360V UPS batteries, 24V DCS batteries , 360V UPS AHP batteries at U6 & U7 NPTPS | Yet to be approved | - | 0 | 25 | 25 | 0 | 0 | 0 |  |  | 0 | 0
0 | IDC | Yet to be approved | - | 0 | 0 | 0 | 0 | 0 | 0 |  |  | 0 | 0
21 | DPR on Various electricle maintenance schemes at Unit 6,7 NPTPS Parli-V | Yet to be approved | - | 0 | 0 | 0 | 0 | 0 | 0 |  |  | 0 | 0
21.1 | Rennovation of Khadka & Naikota switchyard including replacement of Transformer and 33 KV outdoor type VCBs | Yet to be approved | - | 0 | 10 | 10 | 0 | 0 | 0 |  |  | 0 | 0
21.2 | Replacement of Khadka ,naikota 6.6 KV HT Breaker Panel , breaker trolleys and control cabinet | Yet to be approved | - | 0 | 5 | 5 | 0 | 0 | 0 |  |  | 0 | 0
21.3 | Replacement of LT breakers & modules at Unit 7 | Yet to be approved | - | 0 | 10 | 10 | 0 | 0 | 0 |  |  | 0 | 0
21.4 | Rennovation/Replacement of Boiler & Turbine side lighting by energy efficient LED lighting at unit 6&7, NPTPS, Parli vaijnath | Yet to be approved | - | 0 | 3 | 3 | 0 | 0 | 0 |  |  | 0 | 0
21.5 | nstallation of VFD for CEP, FD Fan, Seal Air Fan & HFO pump motors at unit 6&7, NPTPS, Parli Vaijnath | Yet to be approved | - | 0 | 10 | 10 | 0 | 0 | 0 |  |  | 0 | 0
0 | IDC | Yet to be approved | - | 0 | 0 | 0 | 0 | 0 | 0 |  |  | 0 | 0
22 | Renovation of Colony Electrical supply system & also replacement of wiring of all Types of buildings ,street light,highmast etc | Yet to be approved | - | 0 | 0 | 0 | 0 | 0 | 0 |  |  | 0 | 0
22.1 | Renovation of Colony Electrical supply system & also replacement of wiring of all Types of buildings ,street light,highmast etc | Yet to be approved | - | 0 | 25 | 25 | 0 | 0 | 0 |  |  | 0 | 0
0 | IDC | Yet to be approved | - | 0 | 0 | 0 | 0 | 0 | 0 |  |  | 0 | 0
23 | UPGRADATION OF EXPIRED AND VULNERABLE Scada, operating system and hardware to improve life and communication system of IAC,OHP & PTP plant UNIT 6&7 250MW at NPTPS PARLI V" & Emission Monitoring & Water Quality Analysers system Upgradation Schemes | Yet to be approved | - | 0 | 0 | 0 | 0 | 0 | 0 |  |  | 0 | 0
23.1 | UPGRADATION OF EXPIRED AND VULNERABLE Scada, operating system and hardware to improve life and communication system of IAC,OHP & PTP plant UNIT 6&7 250MW at NPTPS PARLI V". | Yet to be approved | - | 0 | 2 | 2 | 0 | 0 | 0 |  |  | 0 | 0
23.2 | Up gradation of SWAS system at U 7,NPTPS | Yet to be approved | - | 0 | 3 | 3 | 0 | 0 | 0 |  |  | 0 | 0
23.3 | Oxygen measurement APH and at ID outlet | Yet to be approved | - | 0 | 1 | 1 | 0 | 0 | 0 |  |  | 0 | 0
23.4 | Up gradation of Drum level measurement system at Unit – 6 &7 New Parli TPS, Parli-V | Yet to be approved | - | 0 | 3 | 3 | 0 | 0 | 0 |  |  | 0 | 0
23.5 | OLCC SYSTEM UPGRADATION U6 & U7 | Yet to be approved | - | 0 | 2 | 2 | 0 | 0 | 0 |  |  | 0 | 0
23.6 | Up gradation of Boiler tubes leakage detection system & Furnace flame mapping with video camera at Unit – 6 &7 New Parli TPS, Parli-V | Yet to be approved | - | 0 | 4 | 4 | 0 | 0 | 0 |  |  | 0 | 0
23.7 | Unit7 LVS system SCADA/HMI upgradation | Yet to be approved | - | 0 | 1 | 1 | 0 | 0 | 0 |  |  | 0 | 0
23.8 | Upgradation of Instrumentation & control lab | Yet to be approved | - | 0 | 1.5 | 1.5 | 0 | 0 | 0 |  |  | 0 | 0
0 | IDC | Yet to be approved | - | 0 | 0 | 0 | 0 | 0 | 0 |  |  | 0 | 0
24 | Control and monitoring system upgradation at U6&7 NPTPS & Various Instrumentation schemes at Unit 6,7, NPTPS Parli-V | Yet to be approved | - | 0 | 0 | 0 | 0 | 0 | 0 |  |  | 0 | 0
24.1 | Upgradation of level, flow & pressure measurement system | Yet to be approved | - | 0 | 1.5 | 1.5 | 0 | 0 | 0 |  |  | 0 | 0
24.2 | Up gradation of Vibration Monitoring System(VMS) at Unit – 6 &7 Parli TPS, Parli-V | Yet to be approved | - | 0 | 5 | 5 | 0 | 0 | 0 |  |  | 0 | 0
24.3 | Upgradation of feedstation valve contol instruments. | Yet to be approved | - | 0 | 2 | 2 | 0 | 0 | 0 |  |  | 0 | 0
24.4 | Supply of various instuments like H2 Dew point measurement system spares, Hydrogen analyzer, H2 leak detection system spares etc.Critical/Non-Critical Spares sub-assembly for performance improvement | Yet to be approved | - | 0 | 3 | 3 | 0 | 0 | 0 |  |  | 0 | 0
24.5 | Online Water flow Monitoring System at Khadka | Yet to be approved | - | 0 | 2 | 2 | 0 | 0 | 0 |  |  | 0 | 0
24.6 | Upgradation of CO analyser at APH inlete and SOX NOX gas analyser installed at ID discharge along with remote calibration facility and connectivity to CPCB and MPCB as per latest CPCB Guidelines | Yet to be approved | - | 0 | 0 | 0 | 0 | 2 | 2 |  |  | 2 | 0
24.7 | Supply, Erection and Commissioning of Effluent Analyser for the parameters like COD, BOD, TSS & PH installed at ETP & STP outlet of the NPTPS, Parli. complying CPCB / MPCB Guidelines. | Yet to be approved | - | 0 | 0 | 0 | 0 | 2 | 2 |  |  | 2 | 0
0 | IDC | Yet to be approved | - | 0 | 0 | 0 | 0 | 0 | 0 |  |  | 0 | 0
25 | Detailed Project Report on ‘Supply, installation, restoration, up-gradation and revamping of Fire Protection Systems viz. Under ground Fire Pipe Lines, Static Fire Water Pumps, Fire Hydrant System, Passive Fire Protection System, DV House Construction & Fire Water/Foam Spray System at plant & ODP area of Unit-6, 7 & 8 of Parli TPS, Parli Vaijnath’. | Yet to be approved | - | 0 | 0 | 0 | 0 | 0 | 0 |  |  | 0 | 0
25.1 | Work of replacement of damaged/leaky underground Fire Water Pipelines and Static Fire water Pumps at Plant (Unit-6, 7 & 8) and ODP area of Parli TPS including required material viz. MSERW Pipes/Steel, etc. | Yet to be approved | - | 0 | 17 | 17 | 0 | 0 | 0 |  |  | 0 | 0
25.2 | Restoration of Deluge Valve system along with work of repairing/reconstruction (with relocation for safe operation) of damaged Deluge Valve Houses at Plant & ODP area of Parli TPS Unit#6, 7 & 8. | Yet to be approved | - | 0 | 10 | 10 | 0 | 0 | 0 |  |  | 0 | 0
25.3 | Supply, Rectification and Installation of addressable fire alarm system and Fire suppression system at unit 6 & 7,Parli TPS. | Yet to be approved | - | 0 | 7 | 7 | 0 | 0 | 0 |  |  | 0 | 0
0 | IDC | Yet to be approved | - | 0 | 0 | 0 | 0 | 0 | 0 |  |  | 0 | 0
26 | ASH EVACUATION IMPROVEMENT AND PERFORMANCE & EFFICIENCY OF ASH HANDLING SYSTEM At NPTPS Parli-V AT TPS PARLI-V. | Yet to be approved | - | 0 | 0 | 0 | 0 | 0 | 0 |  |  | 0 | 0
26.1 | DESIGN , SUPPLY & REPLCEMENT OF ASH DISPOSAL SLURRY PUMP COMPLTE ASSEMBLY ALONG WITH GEAR BOX, MOTORS U-6 | Yet to be approved | - | 0 | 1.24 | 1.24 | 0 | 0 | 0 |  |  | 0 | 0
26.2 | DESIGN , SUPPLY & REPLCEMENT OF HP WATER PUMP COMPLTE ASSEMBLY ALONG WITH GEAR BOX, MOTORS U-6 | Yet to be approved | - | 0 | 1.17 | 1.17 | 0 | 0 | 0 |  |  | 0 | 0
26.3 | Upgradation of reciprocating Conveying Air compressor into screw compressor at U#6 | Yet to be approved | - | 0 | 5.98 | 5.98 | 0 | 0 | 0 |  |  | 0 | 0
26.4 | Upgradation of reciprocating Instrument Air compressor into screw compressor at U#6 | Yet to be approved | - | 0 | 3.98 | 3.98 | 0 | 0 | 0 |  |  | 0 | 0
26.5 | Procurement & replacement of 300 NB,200NB Cash Basalt Pipelines with the existing MSERW pipe of ash disposal system of Unit #6& 7 at Parli TPS, Parli V . | Yet to be approved | - | 0 | 6.61 | 6.61 | 0 | 0 | 0 |  |  | 0 | 0
26.6 | DESIGN , SUPPLY & REPLCEMENT VACUUM PUMP U6 | Yet to be approved | - | 0 | 1.41 | 1.41 | 0 | 0 | 0 |  |  | 0 | 0
26.7 | Work of Repairing & Reconditioning of Single Roll Clinker Grinder assembly from OEM on as and when required basis at AHP(2X250),Unit-6&7 Parli TPS,Parli-V. | Yet to be approved | - | 0 | 0.65 | 0.65 | 0 | 0 | 0 |  |  | 0 | 0
26.8 | Work of complete Reconditioning and refurbishment of various spares in Unit 6&7, Parli TPS, Parli-V | Yet to be approved | - | 0 | 0.73 | 0.73 | 0 | 0 | 0 |  |  | 0 | 0
26.9 | Transmission drive system & Fluid coupling replacements. | Yet to be approved | - | 0 | 2.92 | 2.92 | 0 | 0 | 0 |  |  | 0 | 0
26.1 | DESIGN , SUPPLY & REPLCEMENT OF ASH INLET VALVE COMPLETE ASSEBLY U6 | Yet to be approved | - | 0 | 2.6 | 2.6 | 0 | 0 | 0 |  |  | 0 | 0
26.11 | UPGRADATION OF EXPIRED AND VULNERABLE Scada, operating system and hardware to improve life and communication system of Ash handling plant UNIT 6&7 250MW at NPTPS PARLI V". | Yet to be approved | - | 0 | 3 | 3 | 0 | 0 | 0 |  |  | 0 | 0
0 | IDC | Yet to be approved | - | 0 | 0 | 0 | 0 | 0 | 0 |  |  | 0 | 0
27 | ASH EVACUATION IMPROVEMENT AND PERFORMANCE & EFFICIENCY OF ASH HANDLING SYSTEM At NPTPS Parli-V AT TPS PARLI-V. | Yet to be approved | - | 0 | 0 | 0 | 0 | 0 | 0 |  |  | 0 | 0
27.1 | Upgradation of reciprocating Conveying Air compressor into screw compressor at U#7 | Yet to be approved | - | 0 | 5.98 | 5.98 | 0 | 0 | 0 |  |  | 0 | 0
27.2 | Upgradation of reciprocating Instrument Air compressor into screw compressor at U#7 | Yet to be approved | - | 0 | 3.98 | 3.98 | 0 | 0 | 0 |  |  | 0 | 0
27.3 | DESIGN , SUPPLY & REPLCEMENT OF ASH DISPOSAL SLURRY PUMP COMPLTE ASSEMBLY ALONG WITH GEAR BOX, MOTORS U-7 | Yet to be approved | - | 0 | 1.24 | 1.24 | 0 | 0 | 0 |  |  | 0 | 0
27.4 | DESIGN , SUPPLY & REPLCEMENT OF HP WATER PUMP COMPLTE ASSEMBLY ALONG WITH GEAR BOX, MOTORS U-7 | Yet to be approved | - | 0 | 1.17 | 1.17 | 0 | 0 | 0 |  |  | 0 | 0
27.5 | DESIGN , SUPPLY & REPLCEMENT VACUUM PUMP U7. | Yet to be approved | - | 0 | 1.41 | 1.41 | 0 | 0 | 0 |  |  | 0 | 0
27.6 | DESIGN , SUPPLY & REPLCEMENT BRANCH SEGEGATION COMPLETE VALVE ASSEBLY U7 | Yet to be approved | - | 0 | 1 | 1 | 0 | 0 | 0 |  |  | 0 | 0
27.7 | DESIGN , SUPPLY & REPLCEMENT BRANCH VALVE & ASH INLET VALVE U7 | Yet to be approved | - | 0 | 2.6 | 2.6 | 0 | 0 | 0 |  |  | 0 | 0
27.8 | Procurement of MOTORS, RELAY ,BREAKERS & RETROFITTING for pumps , IAC/CAC to improve availability & performance of Bottom ash, Coarse Ash & fly ash system of AHP, unit -7 | Yet to be approved | - | 0 | 3.5 | 3.5 | 0 | 0 | 0 |  |  | 0 | 0
27.9 | Procurement of Replcement Water valve, AUDCO valve | Yet to be approved | - | 0 | 0.5 | 0.5 | 0 | 0 | 0 |  |  | 0 | 0
27.1 | Procurement & replacement of Bottom ash clinker grinder | Yet to be approved | - | 0 | 1.89 | 1.89 | 0 | 0 | 0 |  |  | 0 | 0
27.11 | UPGRADATION OF EXPIRED AND VULNERABLE Scada, operating system and hardware to improve life and communication system of HCSD Ash handling plant UNIT 6&7 250MW at NPTPS PARLI V" | Yet to be approved | - | 0 | 2.5 | 2.5 | 0 | 0 | 0 |  |  | 0 | 0
0 | IDC | Yet to be approved | - | 0 | 0 | 0 | 0 | 0 | 0 |  |  | 0 | 0
28 | ASH EVACUATION IMPROVEMENT AND PERFORMANCE & EFFICIENCY OF ASH HANDLING SYSTEM At NPTPS Parli-V AT TPS PARLI-V. | Yet to be approved | - | 0 | 0 | 0 | 0 | 0 | 0 |  |  | 0 | 0
28.1 | GEHO pump critical assemblies replacement. | Yet to be approved | - | 0 | 13.32 | 13.32 | 0 | 0 | 0 |  |  | 0 | 0
28.2 | DESIGN , SUPPLY & REPLCEMENT OF HP WATER PUMP COMPLTE ASSEMBLY ALONG WITH GEAR BOX, MOTORS | Yet to be approved | - | 0 | 1.17 | 1.17 | 0 | 0 | 0 |  |  | 0 | 0
28.3 | Upgradation of BA clinker grinder at U#6/7 | Yet to be approved | - | 0 | 2.08 | 2.08 | 0 | 0 | 0 |  |  | 0 | 0
28.4 | Scheme 4: Spares for premium make ash mixer gear box H1-160 5.06/1, P2 O No.160106, Sr No.2RF 12629 & H1-180 1.35/1 | Yet to be approved | - | 0 | 0.42 | 0.42 | 0 | 0 | 0 |  |  | 0 | 0
28.5 | Spares for premium make ash mixer gear box VB2SA-225 17.1/1p1 | Yet to be approved | - | 0 | 0.34 | 0.34 | 0 | 0 | 0 |  |  | 0 | 0
28.6 | DESIGN , SUPPLY & REPLCEMENT VACUUM PUMP | Yet to be approved | - | 0 | 1.41 | 1.41 | 0 | 0 | 0 |  |  | 0 | 0
0 | IDC | Yet to be approved | - | 0 | 0 | 0 | 0 | 0 | 0 |  |  | 0 | 0
29 | ASH EVACUATION IMPROVEMENT AND PERFORMANCE & EFFICIENCY OF ASH HANDLING SYSTEM At NPTPS Parli-V AT TPS PARLI-V. | Yet to be approved | - | 0 | 0 | 0 | 0 | 0 | 0 |  |  | 0 | 0
29.1 | Procurement & replacement of 300 NB,200NB Cash Basalt Pipelines with the existing MSERW pipe of ash disposal system of Unit #6& 7 at Parli TPS, Parli V . | Yet to be approved | - | 0 | 6.61 | 6.61 | 0 | 0 | 0 |  |  | 0 | 0
29.2 | Procurement of MOTORS, RELAY ,BREAKERS & RETROFITTING for pumps , IAC/CAC to improve availability & performance of Bottom ash, Coarse Ash & fly ash system of AHP, unit 6 | Yet to be approved | - | 0 | 3.5 | 3.5 | 0 | 0 | 0 |  |  | 0 | 0
29.3 | DESIGN , SUPPLY & REPLCEMENT VACUUM PUMP U#6 | Yet to be approved | - | 0 | 1.41 | 1.41 | 0 | 0 | 0 |  |  | 0 | 0
0 | IDC | Yet to be approved | - | 0 | 0 | 0 | 0 | 0 | 0 |  |  | 0 | 0
30 | ASH EVACUATION IMPROVEMENT AND PERFORMANCE & EFFICIENCY OF ASH HANDLING SYSTEM At NPTPS Parli-V AT TPS PARLI-V. | Yet to be approved | - | 0 | 0 | 0 | 0 | 0 | 0 |  |  | 0 | 0
30.1 | DESIGN , SUPPLY & REPLCEMENT VACUUM PUMP | Yet to be approved | - | 0 | 0 | 0 | 0 | 1.41 | 1.41 |  |  | 1.41 | 0
30.2 | DESIGN , SUPPLY & REPLCEMENT OF ASH DISPOSAL SLURRY PUMP COMPLTE ASSEMBLY ALONG WITH GEAR BOX, MOTORS U-6& 7 | Yet to be approved | - | 0 | 0 | 0 | 0 | 1.17 | 1.17 |  |  | 1.17 | 0
30.3 | DESIGN , SUPPLY & REPLCEMENT OF HP WATER PUMP COMPLTE ASSEMBLY ALONG WITH GEAR BOX, MOTORS U-6& 7 | Yet to be approved | - | 0 | 0 | 0 | 0 | 2.08 | 2.08 |  |  | 2.08 | 0
30.4 | Procurement of MOTORS, RELAY ,BREAKERS & RETROFITTING for HCSD to improve availability & performance of Bottom ash, Coarse Ash & fly ash system of AHP, unit 6 | Yet to be approved | - | 0 | 0 | 0 | 0 | 4.5 | 4.5 |  |  | 4.5 | 0
30.5 | Upgradation of reciprocating Conveying Air compressor into screw compressor at U#6 | Yet to be approved | - | 0 | 0 | 0 | 0 | 5.98 | 5.98 |  |  | 5.98 | 0
30.6 | Upgradation of reciprocating Instrument Air compressor into screw compressor at U#6 | Yet to be approved | - | 0 | 0 | 0 | 0 | 3.98 | 3.98 |  |  | 3.98 | 0
0 | IDC | Yet to be approved | - | 0 | 0 | 0 | 0 | 0 | 0 |  |  | 0 | 0
31 | Construction of VIP guest house building at TPS Parli Vaijnath | Yet to be approved | - | 0 | 0 | 0 | 0 | 0 | 0 |  |  | 0 | 0
31.1 | Construction of VIP guest house building at TPS Parli Vaijnath | Yet to be approved | - | 0 | 26.98 | 26.98 | 0 | 0 | 0 |  |  | 0 | 0
32 | Permanent water supply scheme for parli TPS by lifting water from Dead storage of Majalgaon dam and supplying through enclosed pipe line at New TPS Parli Vaijnath. | Yet to be approved | - | 0 | 0 | 0 | 0 | 0 | 0 |  |  | 0 | 0
32.1 | Permanent water supply scheme for parli TPS by lifting water from Dead storage of Majalgaon dam and supplying through enclosed pipe line at New TPS Parli Vaijnath. | Yet to be approved | - | 0 | 414.18 | 414.18 | 0 | 0 | 0 |  |  | 0 | 0
32.2 | Providing drinking water supply to GSR Tank of Shaktikunj Vasahat from Unit 6,7 and 8 premises new TPS Parli Vaijnath | Yet to be approved | - | 0 | 17 | 17 | 0 | 0 | 0 |  |  | 0 | 0
33 | DPR on Raw water leackage arresting | Yet to be approved | - | 0 | 0 | 0 | 0 | 0 | 0 |  |  | 0 | 0
33.1 | Raw water leackage arresting | Yet to be approved | - | 0 | 36 | 36 | 0 | 0 | 0 |  |  | 0 | 0
34 | NDCT structural strenthing and leackage arresting througth basin and CW channel of Unit 6,7 | Yet to be approved | - | 0 | 0 | 0 | 0 | 0 | 0 |  |  | 0 | 0
34.1 | NDCT basin of unit 6& 7 leackage arresing work | Yet to be approved | - | 0 | 10 | 10 | 0 | 0 | 0 |  |  | 0 | 0
34.2 | CW channel leackage arresting of Unit 6 &7 | Yet to be approved | - | 0 | 10 | 10 | 0 | 0 | 0 |  |  | 0 | 0
34.3 | NDCT structural strenthing of intermadiate racker coloumn of Unit 6&7 | Yet to be approved | - | 0 | 15 | 15 | 0 | 0 | 0 |  |  | 0 | 0
34.4 | Construction of Store shed's at Major store in Unit No.6,7 NPTPS Parli V | Yet to be approved | - | 0 | 1.35 | 1.35 | 0 | 0 | 0 |  |  | 0 | 0
35 | DPR on road work & rennovation work of colony buildings Parli -V at TPS Parli -V | Yet to be approved | - | 0 | 0 | 0 | 0 | 0 | 0 |  |  | 0 | 0
35.1 | contruction of roads of few roads in clusters and main road repairs ,carpet laying,seal coats, strips on road & indicators on roads with rumbble strips at TPS colony Parli V | Yet to be approved | - | 0 | 10 | 10 | 0 | 0 | 0 |  |  | 0 | 0
35.2 | In ABC colony ( Putty work,plastic emulsion paint,oil paint plaster etc) ,In DEF & New colony ( internal & external paint ,oil paint etc) at TPS colony Parli-V. | Yet to be approved | - | 0 | 5 | 5 | 0 | 0 | 0 |  |  | 0 | 0
35.3 | In ABC,DEF & New colony ( chember ,300 m dia rcc pipe,150mm rcc pipe etc)at tps colony Parli V | Yet to be approved | - | 0 | 5 | 5 | 0 | 0 | 0 |  |  | 0 | 0
35.4 | Plinth protection along the building and providing and placing rcc bench infront of all buildings etc at tps colony Parli v | Yet to be approved | - | 0 | 2 | 2 | 0 | 0 | 0 |  |  | 0 | 0
35.5 | changing all internal qtrs pipeline from gi pipeline to Upvc pipeline and replacing existing damaged gi pipe by new one and also providing water tank over single qtrs and buildings at ABC, DEF, & New colony TPS Parli v | Yet to be approved | - | 0 | 5 | 5 | 0 | 0 | 0 |  |  | 0 | 0
35.6 | Carpentary works at ABC,DEF & New colony TPS , Parli -V | Yet to be approved | - | 0 | 4 | 4 | 0 | 0 | 0 |  |  | 0 | 0
35.7 | Flooring work at ABC,DEF & New colony TPS , Parli -V | Yet to be approved | - | 0 | 5 | 5 | 0 | 0 | 0 |  |  | 0 | 0
35.8 | construction of new ESR and GSR at ABC,DEF & New colony TPS , Parli -V | Yet to be approved | - | 0 | 4 | 4 | 0 | 0 | 0 |  |  | 0 | 0
35.9 | refurbishment of qtrs by strenthening structurein ABC ,DEF & New colony tps parli v | Yet to be approved | - | 0 | 10 | 10 | 0 | 0 | 0 |  |  | 0 | 0
35.1 | Devolpment of garden and providing child friendly equiment in ABC ,DEF & New colony tps parli v | Yet to be approved | - | 0 | 4 | 4 | 0 | 0 | 0 |  |  | 0 | 0
36 | CHP improvement schemes at 2 x 250 MW Unit | 0 | - | 0 | 0 | 0 | 0 | 0 | 0 |  |  | 0 | 0
36.1 | CHP improvement schemes at 2 x 250 MW Unit | 0 | - | 0 | 25 | 25 | 0 | 0 | 0 |  |  | 0 | 0
37 | Flexible Operation work at U#6,7 | Yet to be approved | - | 0 | 0 | 0 | 0 | 0 | 0 |  |  | 0 | 0
37.1 | Flexible Operation work at U#6,7 | Yet to be approved | - | 0 | 28 | 28 | 0 | 0 | 0 |  |  | 0 | 0
0 | 0 | 0 | - | 0 | 0 | 0 | 0 | 0 | 0 |  |  | 0 | 0
0 | 0 | 0 | - | 0 | 0 | 0 | 0 | 0 | 0 |  |  | 0 | 0
D | Non-DPR Schemes | 0 | - | 0 | 0 | 0 | 0 | 0 | 0 |  |  | 0 | 0
1 | SWAS Upgradation at U#6 NPTPS Parli-V | N.A. | - | 0 | 2.2391 | 2.2391 | 0 | 0 | 0 |  |  | 0 | 0
2 | Procurement of electro-machanical vibrating feeder at CHP NPTPS 6,7 | N.A. | - | 0 | 0.89293 | 0.89293 | 0 | 0 | 0 |  |  | 0 | 0
3 | erection, commissioning of 6.6kv/33kv switch yard & shifting of 2x7.5 MVA 6.6/33KV transformer from 210 MW to proposed switch yard for 33KV supply feeder to Khadka naikota at NPTPS Parli-V. | N.A. | - | 0 | 2.1993 | 2.1993 | 0 | 0 | 0 |  |  | 0 | 0
4 | IDC | 0 | - | 0 | 0.007222 | 0.007222 | 0 | 0 | 0 |  |  | 0 | 0
5 | Non-DPR scheme "Design, Supply, Installation & Commissioning of High performance Energy Chain System for Stacker reclaimer, Shuttle Conveyors at U-6/7 CHP NPTPS – PARLI-Vaijnath.” | N.A. | - | 0 | 2.8639 | 2.8639 | 0 | 0 | 0 |  |  | 0 | 0
6 | Refurbishment of Existing M/s Atlas Copco Make Air Compressors at Unit 7 Parli TPS | N.A. | - | 0 | 2.9532 | 2.9532 | 0 | 0 | 0 |  |  | 0 | 0
7 | Procurement of Fire Extinguisher | N.A. | - | 0 | 0.68 | 0.6783 | 0.0017 | 0 | 0 |  |  | 0 | 0.0017
8 | Non DPR For Supply, Erection & Commissioning, Testing of Coal Flow Management system for Coal Bunker at CHP NPTPS U-6. | N.A. | - | 0 | 2.972 | 2.972 | 0 | 0 | 0 |  |  | 0 | 0
9 | Non DPR for Supply & Installation of Coal Handling Plant critical equipment Major Spares like Wagon Tippler and Conveyors at CHP U6/7 ,T.P.S.Parli. | N.A. | - | 0 | 2.79 | 2.79 | 0 | 0 | 0 |  |  | 0 | 0
10 | Design,Manufacture ,Supply & Installation of Banana pattern and Modular chutes for various Conveyor discharge areas at CHP U 6/7,TPS Parli. | N.A. | - | 0 | 2.94 | 2.94 | 0 | 0 | 0 |  |  | 0 | 0
11 | Refrigeration Compressed Air Dryer at TM & AHP, U#6,7 Parli TPS | 0 | - | 0 | 1.57 | 1.57 | 0 | 0 | 0 |  |  | 0 | 0
12 | General Asset | 0 | - | 0 | 4.6994 | 4.5355 | 0.16393 | 0.31 | 0.31 |  |  | 0.31 | 0.16393
| Total |  |  |  | 2228.744 | 2090.5942 | 138.1498 | 73.08 | 73.08 | 0 | 0 | 73.08 | 138.1498